## Guide Sheet
PyPSA Model Notebook
If the link does not work, the sheet is hidden.
The convert_excel_to_csv function in the pypsatoolbox.py script will import all component characteristics and time series data sheets to the network.
Sheet Name | Links | Data Type
buses | Go to buses | component characteristics | buses
carriers | Go to carriers | component characteristics | carriers
generators | Go to generators | component characteristics | generators
generators-p_max_pu | Go to generators-p_max_pu | time series data | generators-p_max_pu
generators-p_min_pu | Go to generators-p_min_pu | time series data | generators-p_min_pu
generators-p_set | Go to generators-p_set | time series data | generators-p_set
global_constraints | Go to global_constraints | network data | line_types
line_types | Go to line_types | component characteristics | lines
lines | Go to lines | component characteristics | links
links | Go to links | component characteristics | links-p_max_pu
links-p_max_pu | Go to links-p_max_pu | time series data | links-p_min_pu
links-p_min_pu | Go to links-p_min_pu | time series data | links-p_set
links-p_set | Go to links-p_set | time series data | loads
loads | Go to loads | component characteristics | loads-p_set
loads-p_set | Go to loads-p_set | time series data | shapes
networks | Go to networks | network data | shunt_impedances
shapes | Go to shapes | component characteristics | snapshots
shunt_impedances | Go to shunt_impedances | component characteristics | storage_units
snapshots | Go to snapshots | time series data | stores
storage_units | Go to storage_units | component characteristics | sub_networks
stores | Go to stores | component characteristics | transformer_types
sub_networks | Go to sub_networks | component characteristics | transformers
transformer_types | Go to transformer_types | component characteristics
transformers | Go to transformers | component characteristics
var-buses | Go to var-buses | variable information
var-carriers | Go to var-carriers | variable information
var-generators | Go to var-generators | variable information
var-global_constraints | Go to var-global_constraints | variable information
var-line_types | Go to var-line_types | variable information
var-lines | Go to var-lines | variable information
var-links | Go to var-links | variable information
var-loads | Go to var-loads | variable information
var-networks | Go to var-networks | variable information
var-shapes | Go to var-shapes | variable information
var-shunt_impedances | Go to var-shunt_impedances | variable information
var-storage_units | Go to var-storage_units | variable information
var-stores | Go to var-stores | variable information
var-transformer_types | Go to var-transformer_types | variable information
var-transformers | Go to var-transformers | variable information
Residential demand data | Go to Residential demand data | input data
Industrial demand data | Go to Industrial demand data | input data
Water demand data | Go to Water demand data | input data
River Inflow Data (Backup) | Go to River Inflow Data (Backup) | input data
Component sizes | Go to Component sizes | input data

## River Inflow Data (Backup) (hidden)
Hour of year | Grey Kirk Inflow
1 | 46.8
2 | 46.8
3 | 46.8
4 | 46.8
5 | 46.8
6 | 46.8
7 | 46.8
8 | 46.8
9 | 46.8
10 | 46.8
11 | 46.8
12 | 46.8
13 | 46.8
14 | 46.8
15 | 46.8
16 | 46.8
17 | 46.8
18 | 46.8
19 | 46.8
20 | 46.8
21 | 46.8
22 | 46.8
23 | 46.8
24 | 46.8
25 | 46.8
26 | 46.8
27 | 46.8
28 | 46.8
29 | 46.8
30 | 46.8
31 | 46.8
32 | 46.8
33 | 46.8
34 | 46.8
35 | 46.8
36 | 46.8
37 | 46.8
38 | 46.8
39 | 46.8
40 | 46.8
41 | 46.8
42 | 46.8
43 | 46.8
44 | 46.8
45 | 46.8
46 | 46.8
47 | 46.8
48 | 46.8
49 | 39.6
50 | 39.6
51 | 39.6
52 | 39.6
53 | 39.6
54 | 39.6
55 | 39.6
56 | 39.6
57 | 39.6
58 | 39.6
59 | 39.6
60 | 39.6
61 | 39.6
62 | 39.6
63 | 39.6
64 | 39.6
65 | 39.6
66 | 39.6
67 | 39.6
68 | 39.6
69 | 39.6
70 | 39.6
71 | 39.6
72 | 39.6
73 | 21.6
74 | 21.6
75 | 21.6
76 | 21.6
77 | 21.6
78 | 21.6
79 | 21.6
80 | 21.6
81 | 21.6
82 | 21.6
83 | 21.6
84 | 21.6
85 | 21.6
86 | 21.6
87 | 21.6
88 | 21.6
89 | 21.6
90 | 21.6
91 | 21.6
92 | 21.6
93 | 21.6
94 | 21.6
95 | 21.6
96 | 21.6
97 | 14.4
98 | 14.4
99 | 14.4
100 | 14.4
101 | 14.4
102 | 14.4
103 | 14.4
104 | 14.4
105 | 14.4
106 | 14.4
107 | 14.4
108 | 14.4
109 | 14.4
110 | 14.4
111 | 14.4
112 | 14.4
113 | 14.4
114 | 14.4
115 | 14.4
116 | 14.4
117 | 14.4
118 | 14.4
119 | 14.4
120 | 14.4
121 | 144
122 | 144
123 | 144
124 | 144
125 | 144
126 | 144
127 | 144
128 | 144
129 | 144
130 | 144
131 | 144
132 | 144
133 | 144
134 | 144
135 | 144
136 | 144
137 | 144
138 | 144
139 | 144
140 | 144
141 | 144
142 | 144
143 | 144
144 | 144
145 | 129.6
146 | 129.6
147 | 129.6
148 | 129.6
149 | 129.6
150 | 129.6
151 | 129.6
152 | 129.6
153 | 129.6
154 | 129.6
155 | 129.6
156 | 129.6
157 | 129.6
158 | 129.6
159 | 129.6
160 | 129.6
161 | 129.6
162 | 129.6
163 | 129.6
164 | 129.6
165 | 129.6
166 | 129.6
167 | 129.6
168 | 129.6
169 | 79.2
170 | 79.2
171 | 79.2
172 | 79.2
173 | 79.2
174 | 79.2
175 | 79.2
176 | 79.2
177 | 79.2
178 | 79.2
179 | 79.2
180 | 79.2
181 | 79.2
182 | 79.2
183 | 79.2
184 | 79.2
185 | 79.2
186 | 79.2
187 | 79.2
188 | 79.2
189 | 79.2
190 | 79.2
191 | 79.2
192 | 79.2
193 | 39.6
194 | 39.6
195 | 39.6
196 | 39.6
197 | 39.6
198 | 39.6
199 | 39.6
200 | 39.6
201 | 39.6
202 | 39.6
203 | 39.6
204 | 39.6
205 | 39.6
206 | 39.6
207 | 39.6
208 | 39.6
209 | 39.6
210 | 39.6
211 | 39.6
212 | 39.6
213 | 39.6
214 | 39.6
215 | 39.6
216 | 39.6
217 | 36
218 | 36
219 | 36
220 | 36
221 | 36
222 | 36
223 | 36
224 | 36
225 | 36
226 | 36
227 | 36
228 | 36
229 | 36
230 | 36
231 | 36
232 | 36
233 | 36
234 | 36
235 | 36
236 | 36
237 | 36
238 | 36
239 | 36
240 | 36
241 | 32.4
242 | 32.4
243 | 32.4
244 | 32.4
245 | 32.4
246 | 32.4
247 | 32.4
248 | 32.4
249 | 32.4
250 | 32.4
251 | 32.4
252 | 32.4
253 | 32.4
254 | 32.4
255 | 32.4
256 | 32.4
257 | 32.4
258 | 32.4
259 | 32.4
260 | 32.4
261 | 32.4
262 | 32.4
263 | 32.4
264 | 32.4
265 | 28.8
266 | 28.8
267 | 28.8
268 | 28.8
269 | 28.8
270 | 28.8
271 | 28.8
272 | 28.8
273 | 28.8
274 | 28.8
275 | 28.8
276 | 28.8
277 | 28.8
278 | 28.8
279 | 28.8
280 | 28.8
281 | 28.8
282 | 28.8
283 | 28.8
284 | 28.8
285 | 28.8
286 | 28.8
287 | 28.8
288 | 28.8
289 | 25.2
290 | 25.2
291 | 25.2
292 | 25.2
293 | 25.2
294 | 25.2
295 | 25.2
296 | 25.2
297 | 25.2
298 | 25.2
299 | 25.2
300 | 25.2
301 | 25.2
302 | 25.2
303 | 25.2
304 | 25.2
305 | 25.2
306 | 25.2
307 | 25.2
308 | 25.2
309 | 25.2
310 | 25.2
311 | 25.2
312 | 25.2
313 | 25.2
314 | 25.2
315 | 25.2
316 | 25.2
317 | 25.2
318 | 25.2
319 | 25.2
320 | 25.2
321 | 25.2
322 | 25.2
323 | 25.2
324 | 25.2
325 | 25.2
326 | 25.2
327 | 25.2
328 | 25.2
329 | 25.2
330 | 25.2
331 | 25.2
332 | 25.2
333 | 25.2
334 | 25.2
335 | 25.2
336 | 25.2
337 | 21.6
338 | 21.6
339 | 21.6
340 | 21.6
341 | 21.6
342 | 21.6
343 | 21.6
344 | 21.6
345 | 21.6
346 | 21.6
347 | 21.6
348 | 21.6
349 | 21.6
350 | 21.6
351 | 21.6
352 | 21.6
353 | 21.6
354 | 21.6
355 | 21.6
356 | 21.6
357 | 21.6
358 | 21.6
359 | 21.6
360 | 21.6
361 | 21.6
362 | 21.6
363 | 21.6
364 | 21.6
365 | 21.6
366 | 21.6
367 | 21.6
368 | 21.6
369 | 21.6
370 | 21.6
371 | 21.6
372 | 21.6
373 | 21.6
374 | 21.6
375 | 21.6
376 | 21.6
377 | 21.6
378 | 21.6
379 | 21.6
380 | 21.6
381 | 21.6
382 | 21.6
383 | 21.6
384 | 21.6
385 | 18
386 | 18
387 | 18
388 | 18
389 | 18
390 | 18
391 | 18
392 | 18
393 | 18
394 | 18
395 | 18
396 | 18
397 | 18
398 | 18
399 | 18
400 | 18
401 | 18
402 | 18
403 | 18
404 | 18
405 | 18
406 | 18
407 | 18
408 | 18
409 | 18
410 | 18
411 | 18
412 | 18
413 | 18
414 | 18
415 | 18
416 | 18
417 | 18
418 | 18
419 | 18
420 | 18
421 | 18
422 | 18
423 | 18
424 | 18
425 | 18
426 | 18
427 | 18
428 | 18
429 | 18
430 | 18
431 | 18
432 | 18
433 | 14.4
434 | 14.4
435 | 14.4
436 | 14.4
437 | 14.4
438 | 14.4
439 | 14.4
440 | 14.4
441 | 14.4
442 | 14.4
443 | 14.4
444 | 14.4
445 | 14.4
446 | 14.4
447 | 14.4
448 | 14.4
449 | 14.4
450 | 14.4
451 | 14.4
452 | 14.4
453 | 14.4
454 | 14.4
455 | 14.4
456 | 14.4
457 | 14.4
458 | 14.4
459 | 14.4
460 | 14.4
461 | 14.4
462 | 14.4
463 | 14.4
464 | 14.4
465 | 14.4
466 | 14.4
467 | 14.4
468 | 14.4
469 | 14.4
470 | 14.4
471 | 14.4
472 | 14.4
473 | 14.4
474 | 14.4
475 | 14.4
476 | 14.4
477 | 14.4
478 | 14.4
479 | 14.4
480 | 14.4
481 | 14.4
482 | 14.4
483 | 14.4
484 | 14.4
485 | 14.4
486 | 14.4
487 | 14.4
488 | 14.4
489 | 14.4
490 | 14.4
491 | 14.4
492 | 14.4
493 | 14.4
494 | 14.4
495 | 14.4
496 | 14.4
497 | 14.4
498 | 14.4
499 | 14.4
500 | 14.4
501 | 14.4
502 | 14.4
503 | 14.4
504 | 14.4
505 | 14.4
506 | 14.4
507 | 14.4
508 | 14.4
509 | 14.4
510 | 14.4
511 | 14.4
512 | 14.4
513 | 14.4
514 | 14.4
515 | 14.4
516 | 14.4
517 | 14.4
518 | 14.4
519 | 14.4
520 | 14.4
521 | 14.4
522 | 14.4
523 | 14.4
524 | 14.4
525 | 14.4
526 | 14.4
527 | 14.4
528 | 14.4
529 | 14.4
530 | 14.4
531 | 14.4
532 | 14.4
533 | 14.4
534 | 14.4
535 | 14.4
536 | 14.4
537 | 14.4
538 | 14.4
539 | 14.4
540 | 14.4
541 | 14.4
542 | 14.4
543 | 14.4
544 | 14.4
545 | 14.4
546 | 14.4
547 | 14.4
548 | 14.4
549 | 14.4
550 | 14.4
551 | 14.4
552 | 14.4
553 | 14.4
554 | 14.4
555 | 14.4
556 | 14.4
557 | 14.4
558 | 14.4
559 | 14.4
560 | 14.4
561 | 14.4
562 | 14.4
563 | 14.4
564 | 14.4
565 | 14.4
566 | 14.4
567 | 14.4
568 | 14.4
569 | 14.4
570 | 14.4
571 | 14.4
572 | 14.4
573 | 14.4
574 | 14.4
575 | 14.4
576 | 14.4
577 | 14.4
578 | 14.4
579 | 14.4
580 | 14.4
581 | 14.4
582 | 14.4
583 | 14.4
584 | 14.4
585 | 14.4
586 | 14.4
587 | 14.4
588 | 14.4
589 | 14.4
590 | 14.4
591 | 14.4
592 | 14.4
593 | 14.4
594 | 14.4
595 | 14.4
596 | 14.4
597 | 14.4
598 | 14.4
599 | 14.4
600 | 14.4
601 | 14.4
602 | 14.4
603 | 14.4
604 | 14.4
605 | 14.4
606 | 14.4
607 | 14.4
608 | 14.4
609 | 14.4
610 | 14.4
611 | 14.4
612 | 14.4
613 | 14.4
614 | 14.4
615 | 14.4
616 | 14.4
617 | 14.4
618 | 14.4
619 | 14.4
620 | 14.4
621 | 14.4
622 | 14.4
623 | 14.4
624 | 14.4
625 | 14.4
626 | 14.4
627 | 14.4
628 | 14.4
629 | 14.4
630 | 14.4
631 | 14.4
632 | 14.4
633 | 14.4
634 | 14.4
635 | 14.4
636 | 14.4
637 | 14.4
638 | 14.4
639 | 14.4
640 | 14.4
641 | 14.4
642 | 14.4
643 | 14.4
644 | 14.4
645 | 14.4
646 | 14.4
647 | 14.4
648 | 14.4
649 | 14.4
650 | 14.4
651 | 14.4
652 | 14.4
653 | 14.4
654 | 14.4
655 | 14.4
656 | 14.4
657 | 14.4
658 | 14.4
659 | 14.4
660 | 14.4
661 | 14.4
662 | 14.4
663 | 14.4
664 | 14.4
665 | 14.4
666 | 14.4
667 | 14.4
668 | 14.4
669 | 14.4
670 | 14.4
671 | 14.4
672 | 14.4
673 | 14.4
674 | 14.4
675 | 14.4
676 | 14.4
677 | 14.4
678 | 14.4
679 | 14.4
680 | 14.4
681 | 14.4
682 | 14.4
683 | 14.4
684 | 14.4
685 | 14.4
686 | 14.4
687 | 14.4
688 | 14.4
689 | 14.4
690 | 14.4
691 | 14.4
692 | 14.4
693 | 14.4
694 | 14.4
695 | 14.4
696 | 14.4
697 | 14.4
698 | 14.4
699 | 14.4
700 | 14.4
701 | 14.4
702 | 14.4
703 | 14.4
704 | 14.4
705 | 14.4
706 | 14.4
707 | 14.4
708 | 14.4
709 | 14.4
710 | 14.4
711 | 14.4
712 | 14.4
713 | 14.4
714 | 14.4
715 | 14.4
716 | 14.4
717 | 14.4
718 | 14.4
719 | 14.4
720 | 14.4
721 | 14.4
722 | 14.4
723 | 14.4
724 | 14.4
725 | 14.4
726 | 14.4
727 | 14.4
728 | 14.4
729 | 14.4
730 | 14.4
731 | 14.4
732 | 14.4
733 | 14.4
734 | 14.4
735 | 14.4
736 | 14.4
737 | 14.4
738 | 14.4
739 | 14.4
740 | 14.4
741 | 14.4
742 | 14.4
743 | 14.4
744 | 14.4
745 | 14.4
746 | 14.4
747 | 14.4
748 | 14.4
749 | 14.4
750 | 14.4
751 | 14.4
752 | 14.4
753 | 14.4
754 | 14.4
755 | 14.4
756 | 14.4
757 | 14.4
758 | 14.4
759 | 14.4
760 | 14.4
761 | 14.4
762 | 14.4
763 | 14.4
764 | 14.4
765 | 14.4
766 | 14.4
767 | 14.4
768 | 14.4
769 | 14.4
770 | 14.4
771 | 14.4
772 | 14.4
773 | 14.4
774 | 14.4
775 | 14.4
776 | 14.4
777 | 14.4
778 | 14.4
779 | 14.4
780 | 14.4
781 | 14.4
782 | 14.4
783 | 14.4
784 | 14.4
785 | 14.4
786 | 14.4
787 | 14.4
788 | 14.4
789 | 14.4
790 | 14.4
791 | 14.4
792 | 14.4
793 | 14.4
794 | 14.4
795 | 14.4
796 | 14.4
797 | 14.4
798 | 14.4
799 | 14.4
800 | 14.4
801 | 14.4
802 | 14.4
803 | 14.4
804 | 14.4
805 | 14.4
806 | 14.4
807 | 14.4
808 | 14.4
809 | 14.4
810 | 14.4
811 | 14.4
812 | 14.4
813 | 14.4
814 | 14.4
815 | 14.4
816 | 14.4
817 | 14.4
818 | 14.4
819 | 14.4
820 | 14.4
821 | 14.4
822 | 14.4
823 | 14.4
824 | 14.4
825 | 14.4
826 | 14.4
827 | 14.4
828 | 14.4
829 | 14.4
830 | 14.4
831 | 14.4
832 | 14.4
833 | 14.4
834 | 14.4
835 | 14.4
836 | 14.4
837 | 14.4
838 | 14.4
839 | 14.4
840 | 14.4
841 | 14.4
842 | 14.4
843 | 14.4
844 | 14.4
845 | 14.4
846 | 14.4
847 | 14.4
848 | 14.4
849 | 14.4
850 | 14.4
851 | 14.4
852 | 14.4
853 | 14.4
854 | 14.4
855 | 14.4
856 | 14.4
857 | 14.4
858 | 14.4
859 | 14.4
860 | 14.4
861 | 14.4
862 | 14.4
863 | 14.4
864 | 14.4
865 | 14.4
866 | 14.4
867 | 14.4
868 | 14.4
869 | 14.4
870 | 14.4
871 | 14.4
872 | 14.4
873 | 14.4
874 | 14.4
875 | 14.4
876 | 14.4
877 | 14.4
878 | 14.4
879 | 14.4
880 | 14.4
881 | 14.4
882 | 14.4
883 | 14.4
884 | 14.4
885 | 14.4
886 | 14.4
887 | 14.4
888 | 14.4
889 | 14.4
890 | 14.4
891 | 14.4
892 | 14.4
893 | 14.4
894 | 14.4
895 | 14.4
896 | 14.4
897 | 14.4
898 | 14.4
899 | 14.4
900 | 14.4
901 | 14.4
902 | 14.4
903 | 14.4
904 | 14.4
905 | 14.4
906 | 14.4
907 | 14.4
908 | 14.4
909 | 14.4
910 | 14.4
911 | 14.4
912 | 14.4
913 | 14.4
914 | 14.4
915 | 14.4
916 | 14.4
917 | 14.4
918 | 14.4
919 | 14.4
920 | 14.4
921 | 14.4
922 | 14.4
923 | 14.4
924 | 14.4
925 | 14.4
926 | 14.4
927 | 14.4
928 | 14.4
929 | 14.4
930 | 14.4
931 | 14.4
932 | 14.4
933 | 14.4
934 | 14.4
935 | 14.4
936 | 14.4
937 | 14.4
938 | 14.4
939 | 14.4
940 | 14.4
941 | 14.4
942 | 14.4
943 | 14.4
944 | 14.4
945 | 14.4
946 | 14.4
947 | 14.4
948 | 14.4
949 | 14.4
950 | 14.4
951 | 14.4
952 | 14.4
953 | 14.4
954 | 14.4
955 | 14.4
956 | 14.4
957 | 14.4
958 | 14.4
959 | 14.4
960 | 14.4
961 | 14.4
962 | 14.4
963 | 14.4
964 | 14.4
965 | 14.4
966 | 14.4
967 | 14.4
968 | 14.4
969 | 14.4
970 | 14.4
971 | 14.4
972 | 14.4
973 | 14.4
974 | 14.4
975 | 14.4
976 | 14.4
977 | 14.4
978 | 14.4
979 | 14.4
980 | 14.4
981 | 14.4
982 | 14.4
983 | 14.4
984 | 14.4
985 | 14.4
986 | 14.4
987 | 14.4
988 | 14.4
989 | 14.4
990 | 14.4
991 | 14.4
992 | 14.4
993 | 14.4
994 | 14.4
995 | 14.4
996 | 14.4
997 | 14.4
998 | 14.4
999 | 14.4
1000 | 14.4
1001 | 14.4
1002 | 14.4
1003 | 14.4
1004 | 14.4
1005 | 14.4
1006 | 14.4
1007 | 14.4
1008 | 14.4
1009 | 14.4
1010 | 14.4
1011 | 14.4
1012 | 14.4
1013 | 14.4
1014 | 14.4
1015 | 14.4
1016 | 14.4
1017 | 14.4
1018 | 14.4
1019 | 14.4
1020 | 14.4
1021 | 14.4
1022 | 14.4
1023 | 14.4
1024 | 14.4
1025 | 14.4
1026 | 14.4
1027 | 14.4
1028 | 14.4
1029 | 14.4
1030 | 14.4
1031 | 14.4
1032 | 14.4
1033 | 14.4
1034 | 14.4
1035 | 14.4
1036 | 14.4
1037 | 14.4
1038 | 14.4
1039 | 14.4
1040 | 14.4
1041 | 14.4
1042 | 14.4
1043 | 14.4
1044 | 14.4
1045 | 14.4
1046 | 14.4
1047 | 14.4
1048 | 14.4
1049 | 14.4
1050 | 14.4
1051 | 14.4
1052 | 14.4
1053 | 14.4
1054 | 14.4
1055 | 14.4
1056 | 14.4
1057 | 14.4
1058 | 14.4
1059 | 14.4
1060 | 14.4
1061 | 14.4
1062 | 14.4
1063 | 14.4
1064 | 14.4
1065 | 14.4
1066 | 14.4
1067 | 14.4
1068 | 14.4
1069 | 14.4
1070 | 14.4
1071 | 14.4
1072 | 14.4
1073 | 14.4
1074 | 14.4
1075 | 14.4
1076 | 14.4
1077 | 14.4
1078 | 14.4
1079 | 14.4
1080 | 14.4
1081 | 14.4
1082 | 14.4
1083 | 14.4
1084 | 14.4
1085 | 14.4
1086 | 14.4
1087 | 14.4
1088 | 14.4
1089 | 14.4
1090 | 14.4
1091 | 14.4
1092 | 14.4
1093 | 14.4
1094 | 14.4
1095 | 14.4
1096 | 14.4
1097 | 14.4
1098 | 14.4
1099 | 14.4
1100 | 14.4
1101 | 14.4
1102 | 14.4
1103 | 14.4
1104 | 14.4
1105 | 14.4
1106 | 14.4
1107 | 14.4
1108 | 14.4
1109 | 14.4
1110 | 14.4
1111 | 14.4
1112 | 14.4
1113 | 14.4
1114 | 14.4
1115 | 14.4
1116 | 14.4
1117 | 14.4
1118 | 14.4
1119 | 14.4
1120 | 14.4
1121 | 14.4
1122 | 14.4
1123 | 14.4
1124 | 14.4
1125 | 14.4
1126 | 14.4
1127 | 14.4
1128 | 14.4
1129 | 10.8
1130 | 10.8
1131 | 10.8
1132 | 10.8
1133 | 10.8
1134 | 10.8
1135 | 10.8
1136 | 10.8
1137 | 10.8
1138 | 10.8
1139 | 10.8
1140 | 10.8
1141 | 10.8
1142 | 10.8
1143 | 10.8
1144 | 10.8
1145 | 10.8
1146 | 10.8
1147 | 10.8
1148 | 10.8
1149 | 10.8
1150 | 10.8
1151 | 10.8
1152 | 10.8
1153 | 187.2
1154 | 187.2
1155 | 187.2
1156 | 187.2
1157 | 187.2
1158 | 187.2
1159 | 187.2
1160 | 187.2
1161 | 187.2
1162 | 187.2
1163 | 187.2
1164 | 187.2
1165 | 187.2
1166 | 187.2
1167 | 187.2
1168 | 187.2
1169 | 187.2
1170 | 187.2
1171 | 187.2
1172 | 187.2
1173 | 187.2
1174 | 187.2
1175 | 187.2
1176 | 187.2
1177 | 4964.3998
1178 | 4964.3998
1179 | 4964.3998
1180 | 4964.3998
1181 | 4964.3998
1182 | 4964.3998
1183 | 4964.3998
1184 | 4964.3998
1185 | 4964.3998
1186 | 4964.3998
1187 | 4964.3998
1188 | 4964.3998
1189 | 4964.3998
1190 | 4964.3998
1191 | 4964.3998
1192 | 4964.3998
1193 | 4964.3998
1194 | 4964.3998
1195 | 4964.3998
1196 | 4964.3998
1197 | 4964.3998
1198 | 4964.3998
1199 | 4964.3998
1200 | 4964.3998
1201 | 5270.4
1202 | 5270.4
1203 | 5270.4
1204 | 5270.4
1205 | 5270.4
1206 | 5270.4
1207 | 5270.4
1208 | 5270.4
1209 | 5270.4
1210 | 5270.4
1211 | 5270.4
1212 | 5270.4
1213 | 5270.4
1214 | 5270.4
1215 | 5270.4
1216 | 5270.4
1217 | 5270.4
1218 | 5270.4
1219 | 5270.4
1220 | 5270.4
1221 | 5270.4
1222 | 5270.4
1223 | 5270.4
1224 | 5270.4
1225 | 1548
1226 | 1548
1227 | 1548
1228 | 1548
1229 | 1548
1230 | 1548
1231 | 1548
1232 | 1548
1233 | 1548
1234 | 1548
1235 | 1548
1236 | 1548
1237 | 1548
1238 | 1548
1239 | 1548
1240 | 1548
1241 | 1548
1242 | 1548
1243 | 1548
1244 | 1548
1245 | 1548
1246 | 1548
1247 | 1548
1248 | 1548
1249 | 1033.2
1250 | 1033.2
1251 | 1033.2
1252 | 1033.2
1253 | 1033.2
1254 | 1033.2
1255 | 1033.2
1256 | 1033.2
1257 | 1033.2
1258 | 1033.2
1259 | 1033.2
1260 | 1033.2
1261 | 1033.2
1262 | 1033.2
1263 | 1033.2
1264 | 1033.2
1265 | 1033.2
1266 | 1033.2
1267 | 1033.2
1268 | 1033.2
1269 | 1033.2
1270 | 1033.2
1271 | 1033.2
1272 | 1033.2
1273 | 626.4
1274 | 626.4
1275 | 626.4
1276 | 626.4
1277 | 626.4
1278 | 626.4
1279 | 626.4
1280 | 626.4
1281 | 626.4
1282 | 626.4
1283 | 626.4
1284 | 626.4
1285 | 626.4
1286 | 626.4
1287 | 626.4
1288 | 626.4
1289 | 626.4
1290 | 626.4
1291 | 626.4
1292 | 626.4
1293 | 626.4
1294 | 626.4
1295 | 626.4
1296 | 626.4
1297 | 442.8
1298 | 442.8
1299 | 442.8
1300 | 442.8
1301 | 442.8
1302 | 442.8
1303 | 442.8
1304 | 442.8
1305 | 442.8
1306 | 442.8
1307 | 442.8
1308 | 442.8
1309 | 442.8
1310 | 442.8
1311 | 442.8
1312 | 442.8
1313 | 442.8
1314 | 442.8
1315 | 442.8
1316 | 442.8
1317 | 442.8
1318 | 442.8
1319 | 442.8
1320 | 442.8
1321 | 1602
1322 | 1602
1323 | 1602
1324 | 1602
1325 | 1602
1326 | 1602
1327 | 1602
1328 | 1602
1329 | 1602
1330 | 1602
1331 | 1602
1332 | 1602
1333 | 1602
1334 | 1602
1335 | 1602
1336 | 1602
1337 | 1602
1338 | 1602
1339 | 1602
1340 | 1602
1341 | 1602
1342 | 1602
1343 | 1602
1344 | 1602
1345 | 1126.8
1346 | 1126.8
1347 | 1126.8
1348 | 1126.8
1349 | 1126.8
1350 | 1126.8
1351 | 1126.8
1352 | 1126.8
1353 | 1126.8
1354 | 1126.8
1355 | 1126.8
1356 | 1126.8
1357 | 1126.8
1358 | 1126.8
1359 | 1126.8
1360 | 1126.8
1361 | 1126.8
1362 | 1126.8
1363 | 1126.8
1364 | 1126.8
1365 | 1126.8
1366 | 1126.8
1367 | 1126.8
1368 | 1126.8
1369 | 813.6
1370 | 813.6
1371 | 813.6
1372 | 813.6
1373 | 813.6
1374 | 813.6
1375 | 813.6
1376 | 813.6
1377 | 813.6
1378 | 813.6
1379 | 813.6
1380 | 813.6
1381 | 813.6
1382 | 813.6
1383 | 813.6
1384 | 813.6
1385 | 813.6
1386 | 813.6
1387 | 813.6
1388 | 813.6
1389 | 813.6
1390 | 813.6
1391 | 813.6
1392 | 813.6
1393 | 856.8
1394 | 856.8
1395 | 856.8
1396 | 856.8
1397 | 856.8
1398 | 856.8
1399 | 856.8
1400 | 856.8
1401 | 856.8
1402 | 856.8
1403 | 856.8
1404 | 856.8
1405 | 856.8
1406 | 856.8
1407 | 856.8
1408 | 856.8
1409 | 856.8
1410 | 856.8
1411 | 856.8
1412 | 856.8
1413 | 856.8
1414 | 856.8
1415 | 856.8
1416 | 856.8
1417 | 921.6
1418 | 921.6
1419 | 921.6
1420 | 921.6
1421 | 921.6
1422 | 921.6
1423 | 921.6
1424 | 921.6
1425 | 921.6
1426 | 921.6
1427 | 921.6
1428 | 921.6
1429 | 921.6
1430 | 921.6
1431 | 921.6
1432 | 921.6
1433 | 921.6
1434 | 921.6
1435 | 921.6
1436 | 921.6
1437 | 921.6
1438 | 921.6
1439 | 921.6
1440 | 921.6
1441 | 648
1442 | 648
1443 | 648
1444 | 648
1445 | 648
1446 | 648
1447 | 648
1448 | 648
1449 | 648
1450 | 648
1451 | 648
1452 | 648
1453 | 648
1454 | 648
1455 | 648
1456 | 648
1457 | 648
1458 | 648
1459 | 648
1460 | 648
1461 | 648
1462 | 648
1463 | 648
1464 | 648
1465 | 640.8
1466 | 640.8
1467 | 640.8
1468 | 640.8
1469 | 640.8
1470 | 640.8
1471 | 640.8
1472 | 640.8
1473 | 640.8
1474 | 640.8
1475 | 640.8
1476 | 640.8
1477 | 640.8
1478 | 640.8
1479 | 640.8
1480 | 640.8
1481 | 640.8
1482 | 640.8
1483 | 640.8
1484 | 640.8
1485 | 640.8
1486 | 640.8
1487 | 640.8
1488 | 640.8
1489 | 640.8
1490 | 640.8
1491 | 640.8
1492 | 640.8
1493 | 640.8
1494 | 640.8
1495 | 640.8
1496 | 640.8
1497 | 640.8
1498 | 640.8
1499 | 640.8
1500 | 640.8
1501 | 640.8
1502 | 640.8
1503 | 640.8
1504 | 640.8
1505 | 640.8
1506 | 640.8
1507 | 640.8
1508 | 640.8
1509 | 640.8
1510 | 640.8
1511 | 640.8
1512 | 640.8
1513 | 615.6
1514 | 615.6
1515 | 615.6
1516 | 615.6
1517 | 615.6
1518 | 615.6
1519 | 615.6
1520 | 615.6
1521 | 615.6
1522 | 615.6
1523 | 615.6
1524 | 615.6
1525 | 615.6
1526 | 615.6
1527 | 615.6
1528 | 615.6
1529 | 615.6
1530 | 615.6
1531 | 615.6
1532 | 615.6
1533 | 615.6
1534 | 615.6
1535 | 615.6
1536 | 615.6
1537 | 565.2
1538 | 565.2
1539 | 565.2
1540 | 565.2
1541 | 565.2
1542 | 565.2
1543 | 565.2
1544 | 565.2
1545 | 565.2
1546 | 565.2
1547 | 565.2
1548 | 565.2
1549 | 565.2
1550 | 565.2
1551 | 565.2
1552 | 565.2
1553 | 565.2
1554 | 565.2
1555 | 565.2
1556 | 565.2
1557 | 565.2
1558 | 565.2
1559 | 565.2
1560 | 565.2
1561 | 522
1562 | 522
1563 | 522
1564 | 522
1565 | 522
1566 | 522
1567 | 522
1568 | 522
1569 | 522
1570 | 522
1571 | 522
1572 | 522
1573 | 522
1574 | 522
1575 | 522
1576 | 522
1577 | 522
1578 | 522
1579 | 522
1580 | 522
1581 | 522
1582 | 522
1583 | 522
1584 | 522
1585 | 540
1586 | 540
1587 | 540
1588 | 540
1589 | 540
1590 | 540
1591 | 540
1592 | 540
1593 | 540
1594 | 540
1595 | 540
1596 | 540
1597 | 540
1598 | 540
1599 | 540
1600 | 540
1601 | 540
1602 | 540
1603 | 540
1604 | 540
1605 | 540
1606 | 540
1607 | 540
1608 | 540
1609 | 608.4
1610 | 608.4
1611 | 608.4
1612 | 608.4
1613 | 608.4
1614 | 608.4
1615 | 608.4
1616 | 608.4
1617 | 608.4
1618 | 608.4
1619 | 608.4
1620 | 608.4
1621 | 608.4
1622 | 608.4
1623 | 608.4
1624 | 608.4
1625 | 608.4
1626 | 608.4
1627 | 608.4
1628 | 608.4
1629 | 608.4
1630 | 608.4
1631 | 608.4
1632 | 608.4
1633 | 612
1634 | 612
1635 | 612
1636 | 612
1637 | 612
1638 | 612
1639 | 612
1640 | 612
1641 | 612
1642 | 612
1643 | 612
1644 | 612
1645 | 612
1646 | 612
1647 | 612
1648 | 612
1649 | 612
1650 | 612
1651 | 612
1652 | 612
1653 | 612
1654 | 612
1655 | 612
1656 | 612
1657 | 630
1658 | 630
1659 | 630
1660 | 630
1661 | 630
1662 | 630
1663 | 630
1664 | 630
1665 | 630
1666 | 630
1667 | 630
1668 | 630
1669 | 630
1670 | 630
1671 | 630
1672 | 630
1673 | 630
1674 | 630
1675 | 630
1676 | 630
1677 | 630
1678 | 630
1679 | 630
1680 | 630
1681 | 550.8
1682 | 550.8
1683 | 550.8
1684 | 550.8
1685 | 550.8
1686 | 550.8
1687 | 550.8
1688 | 550.8
1689 | 550.8
1690 | 550.8
1691 | 550.8
1692 | 550.8
1693 | 550.8
1694 | 550.8
1695 | 550.8
1696 | 550.8
1697 | 550.8
1698 | 550.8
1699 | 550.8
1700 | 550.8
1701 | 550.8
1702 | 550.8
1703 | 550.8
1704 | 550.8
1705 | 482.4
1706 | 482.4
1707 | 482.4
1708 | 482.4
1709 | 482.4
1710 | 482.4
1711 | 482.4
1712 | 482.4
1713 | 482.4
1714 | 482.4
1715 | 482.4
1716 | 482.4
1717 | 482.4
1718 | 482.4
1719 | 482.4
1720 | 482.4
1721 | 482.4
1722 | 482.4
1723 | 482.4
1724 | 482.4
1725 | 482.4
1726 | 482.4
1727 | 482.4
1728 | 482.4
1729 | 464.4
1730 | 464.4
1731 | 464.4
1732 | 464.4
1733 | 464.4
1734 | 464.4
1735 | 464.4
1736 | 464.4
1737 | 464.4
1738 | 464.4
1739 | 464.4
1740 | 464.4
1741 | 464.4
1742 | 464.4
1743 | 464.4
1744 | 464.4
1745 | 464.4
1746 | 464.4
1747 | 464.4
1748 | 464.4
1749 | 464.4
1750 | 464.4
1751 | 464.4
1752 | 464.4
1753 | 482.4
1754 | 482.4
1755 | 482.4
1756 | 482.4
1757 | 482.4
1758 | 482.4
1759 | 482.4
1760 | 482.4
1761 | 482.4
1762 | 482.4
1763 | 482.4
1764 | 482.4
1765 | 482.4
1766 | 482.4
1767 | 482.4
1768 | 482.4
1769 | 482.4
1770 | 482.4
1771 | 482.4
1772 | 482.4
1773 | 482.4
1774 | 482.4
1775 | 482.4
1776 | 482.4
1777 | 619.2
1778 | 619.2
1779 | 619.2
1780 | 619.2
1781 | 619.2
1782 | 619.2
1783 | 619.2
1784 | 619.2
1785 | 619.2
1786 | 619.2
1787 | 619.2
1788 | 619.2
1789 | 619.2
1790 | 619.2
1791 | 619.2
1792 | 619.2
1793 | 619.2
1794 | 619.2
1795 | 619.2
1796 | 619.2
1797 | 619.2
1798 | 619.2
1799 | 619.2
1800 | 619.2
1801 | 500.4
1802 | 500.4
1803 | 500.4
1804 | 500.4
1805 | 500.4
1806 | 500.4
1807 | 500.4
1808 | 500.4
1809 | 500.4
1810 | 500.4
1811 | 500.4
1812 | 500.4
1813 | 500.4
1814 | 500.4
1815 | 500.4
1816 | 500.4
1817 | 500.4
1818 | 500.4
1819 | 500.4
1820 | 500.4
1821 | 500.4
1822 | 500.4
1823 | 500.4
1824 | 500.4
1825 | 381.6
1826 | 381.6
1827 | 381.6
1828 | 381.6
1829 | 381.6
1830 | 381.6
1831 | 381.6
1832 | 381.6
1833 | 381.6
1834 | 381.6
1835 | 381.6
1836 | 381.6
1837 | 381.6
1838 | 381.6
1839 | 381.6
1840 | 381.6
1841 | 381.6
1842 | 381.6
1843 | 381.6
1844 | 381.6
1845 | 381.6
1846 | 381.6
1847 | 381.6
1848 | 381.6
1849 | 500.4
1850 | 500.4
1851 | 500.4
1852 | 500.4
1853 | 500.4
1854 | 500.4
1855 | 500.4
1856 | 500.4
1857 | 500.4
1858 | 500.4
1859 | 500.4
1860 | 500.4
1861 | 500.4
1862 | 500.4
1863 | 500.4
1864 | 500.4
1865 | 500.4
1866 | 500.4
1867 | 500.4
1868 | 500.4
1869 | 500.4
1870 | 500.4
1871 | 500.4
1872 | 500.4
1873 | 1796.4
1874 | 1796.4
1875 | 1796.4
1876 | 1796.4
1877 | 1796.4
1878 | 1796.4
1879 | 1796.4
1880 | 1796.4
1881 | 1796.4
1882 | 1796.4
1883 | 1796.4
1884 | 1796.4
1885 | 1796.4
1886 | 1796.4
1887 | 1796.4
1888 | 1796.4
1889 | 1796.4
1890 | 1796.4
1891 | 1796.4
1892 | 1796.4
1893 | 1796.4
1894 | 1796.4
1895 | 1796.4
1896 | 1796.4
1897 | 2876.4001
1898 | 2876.4001
1899 | 2876.4001
1900 | 2876.4001
1901 | 2876.4001
1902 | 2876.4001
1903 | 2876.4001
1904 | 2876.4001
1905 | 2876.4001
1906 | 2876.4001
1907 | 2876.4001
1908 | 2876.4001
1909 | 2876.4001
1910 | 2876.4001
1911 | 2876.4001
1912 | 2876.4001
1913 | 2876.4001
1914 | 2876.4001
1915 | 2876.4001
1916 | 2876.4001
1917 | 2876.4001
1918 | 2876.4001
1919 | 2876.4001
1920 | 2876.4001
1921 | 1479.6
1922 | 1479.6
1923 | 1479.6
1924 | 1479.6
1925 | 1479.6
1926 | 1479.6
1927 | 1479.6
1928 | 1479.6
1929 | 1479.6
1930 | 1479.6
1931 | 1479.6
1932 | 1479.6
1933 | 1479.6
1934 | 1479.6
1935 | 1479.6
1936 | 1479.6
1937 | 1479.6
1938 | 1479.6
1939 | 1479.6
1940 | 1479.6
1941 | 1479.6
1942 | 1479.6
1943 | 1479.6
1944 | 1479.6
1945 | 1206
1946 | 1206
1947 | 1206
1948 | 1206
1949 | 1206
1950 | 1206
1951 | 1206
1952 | 1206
1953 | 1206
1954 | 1206
1955 | 1206
1956 | 1206
1957 | 1206
1958 | 1206
1959 | 1206
1960 | 1206
1961 | 1206
1962 | 1206
1963 | 1206
1964 | 1206
1965 | 1206
1966 | 1206
1967 | 1206
1968 | 1206
1969 | 1040.4
1970 | 1040.4
1971 | 1040.4
1972 | 1040.4
1973 | 1040.4
1974 | 1040.4
1975 | 1040.4
1976 | 1040.4
1977 | 1040.4
1978 | 1040.4
1979 | 1040.4
1980 | 1040.4
1981 | 1040.4
1982 | 1040.4
1983 | 1040.4
1984 | 1040.4
1985 | 1040.4
1986 | 1040.4
1987 | 1040.4
1988 | 1040.4
1989 | 1040.4
1990 | 1040.4
1991 | 1040.4
1992 | 1040.4
1993 | 1018.8
1994 | 1018.8
1995 | 1018.8
1996 | 1018.8
1997 | 1018.8
1998 | 1018.8
1999 | 1018.8
2000 | 1018.8
2001 | 1018.8
2002 | 1018.8
2003 | 1018.8
2004 | 1018.8
2005 | 1018.8
2006 | 1018.8
2007 | 1018.8
2008 | 1018.8
2009 | 1018.8
2010 | 1018.8
2011 | 1018.8
2012 | 1018.8
2013 | 1018.8
2014 | 1018.8
2015 | 1018.8
2016 | 1018.8
2017 | 946.8
2018 | 946.8
2019 | 946.8
2020 | 946.8
2021 | 946.8
2022 | 946.8
2023 | 946.8
2024 | 946.8
2025 | 946.8
2026 | 946.8
2027 | 946.8
2028 | 946.8
2029 | 946.8
2030 | 946.8
2031 | 946.8
2032 | 946.8
2033 | 946.8
2034 | 946.8
2035 | 946.8
2036 | 946.8
2037 | 946.8
2038 | 946.8
2039 | 946.8
2040 | 946.8
2041 | 921.6
2042 | 921.6
2043 | 921.6
2044 | 921.6
2045 | 921.6
2046 | 921.6
2047 | 921.6
2048 | 921.6
2049 | 921.6
2050 | 921.6
2051 | 921.6
2052 | 921.6
2053 | 921.6
2054 | 921.6
2055 | 921.6
2056 | 921.6
2057 | 921.6
2058 | 921.6
2059 | 921.6
2060 | 921.6
2061 | 921.6
2062 | 921.6
2063 | 921.6
2064 | 921.6
2065 | 914.4
2066 | 914.4
2067 | 914.4
2068 | 914.4
2069 | 914.4
2070 | 914.4
2071 | 914.4
2072 | 914.4
2073 | 914.4
2074 | 914.4
2075 | 914.4
2076 | 914.4
2077 | 914.4
2078 | 914.4
2079 | 914.4
2080 | 914.4
2081 | 914.4
2082 | 914.4
2083 | 914.4
2084 | 914.4
2085 | 914.4
2086 | 914.4
2087 | 914.4
2088 | 914.4
2089 | 1634.4
2090 | 1634.4
2091 | 1634.4
2092 | 1634.4
2093 | 1634.4
2094 | 1634.4
2095 | 1634.4
2096 | 1634.4
2097 | 1634.4
2098 | 1634.4
2099 | 1634.4
2100 | 1634.4
2101 | 1634.4
2102 | 1634.4
2103 | 1634.4
2104 | 1634.4
2105 | 1634.4
2106 | 1634.4
2107 | 1634.4
2108 | 1634.4
2109 | 1634.4
2110 | 1634.4
2111 | 1634.4
2112 | 1634.4
2113 | 17586.0008
2114 | 17586.0008
2115 | 17586.0008
2116 | 17586.0008
2117 | 17586.0008
2118 | 17586.0008
2119 | 17586.0008
2120 | 17586.0008
2121 | 17586.0008
2122 | 17586.0008
2123 | 17586.0008
2124 | 17586.0008
2125 | 17586.0008
2126 | 17586.0008
2127 | 17586.0008
2128 | 17586.0008
2129 | 17586.0008
2130 | 17586.0008
2131 | 17586.0008
2132 | 17586.0008
2133 | 17586.0008
2134 | 17586.0008
2135 | 17586.0008
2136 | 17586.0008
2137 | 13147.1998
2138 | 13147.1998
2139 | 13147.1998
2140 | 13147.1998
2141 | 13147.1998
2142 | 13147.1998
2143 | 13147.1998
2144 | 13147.1998
2145 | 13147.1998
2146 | 13147.1998
2147 | 13147.1998
2148 | 13147.1998
2149 | 13147.1998
2150 | 13147.1998
2151 | 13147.1998
2152 | 13147.1998
2153 | 13147.1998
2154 | 13147.1998
2155 | 13147.1998
2156 | 13147.1998
2157 | 13147.1998
2158 | 13147.1998
2159 | 13147.1998
2160 | 13147.1998
2161 | 5335.2
2162 | 5335.2
2163 | 5335.2
2164 | 5335.2
2165 | 5335.2
2166 | 5335.2
2167 | 5335.2
2168 | 5335.2
2169 | 5335.2
2170 | 5335.2
2171 | 5335.2
2172 | 5335.2
2173 | 5335.2
2174 | 5335.2
2175 | 5335.2
2176 | 5335.2
2177 | 5335.2
2178 | 5335.2
2179 | 5335.2
2180 | 5335.2
2181 | 5335.2
2182 | 5335.2
2183 | 5335.2
2184 | 5335.2
2185 | 3070.7999
2186 | 3070.7999
2187 | 3070.7999
2188 | 3070.7999
2189 | 3070.7999
2190 | 3070.7999
2191 | 3070.7999
2192 | 3070.7999
2193 | 3070.7999
2194 | 3070.7999
2195 | 3070.7999
2196 | 3070.7999
2197 | 3070.7999
2198 | 3070.7999
2199 | 3070.7999
2200 | 3070.7999
2201 | 3070.7999
2202 | 3070.7999
2203 | 3070.7999
2204 | 3070.7999
2205 | 3070.7999
2206 | 3070.7999
2207 | 3070.7999
2208 | 3070.7999
2209 | 3139.1999
2210 | 3139.1999
2211 | 3139.1999
2212 | 3139.1999
2213 | 3139.1999
2214 | 3139.1999
2215 | 3139.1999
2216 | 3139.1999
2217 | 3139.1999
2218 | 3139.1999
2219 | 3139.1999
2220 | 3139.1999
2221 | 3139.1999
2222 | 3139.1999
2223 | 3139.1999
2224 | 3139.1999
2225 | 3139.1999
2226 | 3139.1999
2227 | 3139.1999
2228 | 3139.1999
2229 | 3139.1999
2230 | 3139.1999
2231 | 3139.1999
2232 | 3139.1999
2233 | 5533.1998
2234 | 5533.1998
2235 | 5533.1998
2236 | 5533.1998
2237 | 5533.1998
2238 | 5533.1998
2239 | 5533.1998
2240 | 5533.1998
2241 | 5533.1998
2242 | 5533.1998
2243 | 5533.1998
2244 | 5533.1998
2245 | 5533.1998
2246 | 5533.1998
2247 | 5533.1998
2248 | 5533.1998
2249 | 5533.1998
2250 | 5533.1998
2251 | 5533.1998
2252 | 5533.1998
2253 | 5533.1998
2254 | 5533.1998
2255 | 5533.1998
2256 | 5533.1998
2257 | 3960.0001
2258 | 3960.0001
2259 | 3960.0001
2260 | 3960.0001
2261 | 3960.0001
2262 | 3960.0001
2263 | 3960.0001
2264 | 3960.0001
2265 | 3960.0001
2266 | 3960.0001
2267 | 3960.0001
2268 | 3960.0001
2269 | 3960.0001
2270 | 3960.0001
2271 | 3960.0001
2272 | 3960.0001
2273 | 3960.0001
2274 | 3960.0001
2275 | 3960.0001
2276 | 3960.0001
2277 | 3960.0001
2278 | 3960.0001
2279 | 3960.0001
2280 | 3960.0001
2281 | 2725.2001
2282 | 2725.2001
2283 | 2725.2001
2284 | 2725.2001
2285 | 2725.2001
2286 | 2725.2001
2287 | 2725.2001
2288 | 2725.2001
2289 | 2725.2001
2290 | 2725.2001
2291 | 2725.2001
2292 | 2725.2001
2293 | 2725.2001
2294 | 2725.2001
2295 | 2725.2001
2296 | 2725.2001
2297 | 2725.2001
2298 | 2725.2001
2299 | 2725.2001
2300 | 2725.2001
2301 | 2725.2001
2302 | 2725.2001
2303 | 2725.2001
2304 | 2725.2001
2305 | 2203.2
2306 | 2203.2
2307 | 2203.2
2308 | 2203.2
2309 | 2203.2
2310 | 2203.2
2311 | 2203.2
2312 | 2203.2
2313 | 2203.2
2314 | 2203.2
2315 | 2203.2
2316 | 2203.2
2317 | 2203.2
2318 | 2203.2
2319 | 2203.2
2320 | 2203.2
2321 | 2203.2
2322 | 2203.2
2323 | 2203.2
2324 | 2203.2
2325 | 2203.2
2326 | 2203.2
2327 | 2203.2
2328 | 2203.2
2329 | 2235.6
2330 | 2235.6
2331 | 2235.6
2332 | 2235.6
2333 | 2235.6
2334 | 2235.6
2335 | 2235.6
2336 | 2235.6
2337 | 2235.6
2338 | 2235.6
2339 | 2235.6
2340 | 2235.6
2341 | 2235.6
2342 | 2235.6
2343 | 2235.6
2344 | 2235.6
2345 | 2235.6
2346 | 2235.6
2347 | 2235.6
2348 | 2235.6
2349 | 2235.6
2350 | 2235.6
2351 | 2235.6
2352 | 2235.6
2353 | 6710.3999
2354 | 6710.3999
2355 | 6710.3999
2356 | 6710.3999
2357 | 6710.3999
2358 | 6710.3999
2359 | 6710.3999
2360 | 6710.3999
2361 | 6710.3999
2362 | 6710.3999
2363 | 6710.3999
2364 | 6710.3999
2365 | 6710.3999
2366 | 6710.3999
2367 | 6710.3999
2368 | 6710.3999
2369 | 6710.3999
2370 | 6710.3999
2371 | 6710.3999
2372 | 6710.3999
2373 | 6710.3999
2374 | 6710.3999
2375 | 6710.3999
2376 | 6710.3999
2377 | 3697.1998
2378 | 3697.1998
2379 | 3697.1998
2380 | 3697.1998
2381 | 3697.1998
2382 | 3697.1998
2383 | 3697.1998
2384 | 3697.1998
2385 | 3697.1998
2386 | 3697.1998
2387 | 3697.1998
2388 | 3697.1998
2389 | 3697.1998
2390 | 3697.1998
2391 | 3697.1998
2392 | 3697.1998
2393 | 3697.1998
2394 | 3697.1998
2395 | 3697.1998
2396 | 3697.1998
2397 | 3697.1998
2398 | 3697.1998
2399 | 3697.1998
2400 | 3697.1998
2401 | 2617.2
2402 | 2617.2
2403 | 2617.2
2404 | 2617.2
2405 | 2617.2
2406 | 2617.2
2407 | 2617.2
2408 | 2617.2
2409 | 2617.2
2410 | 2617.2
2411 | 2617.2
2412 | 2617.2
2413 | 2617.2
2414 | 2617.2
2415 | 2617.2
2416 | 2617.2
2417 | 2617.2
2418 | 2617.2
2419 | 2617.2
2420 | 2617.2
2421 | 2617.2
2422 | 2617.2
2423 | 2617.2
2424 | 2617.2
2425 | 2084.4
2426 | 2084.4
2427 | 2084.4
2428 | 2084.4
2429 | 2084.4
2430 | 2084.4
2431 | 2084.4
2432 | 2084.4
2433 | 2084.4
2434 | 2084.4
2435 | 2084.4
2436 | 2084.4
2437 | 2084.4
2438 | 2084.4
2439 | 2084.4
2440 | 2084.4
2441 | 2084.4
2442 | 2084.4
2443 | 2084.4
2444 | 2084.4
2445 | 2084.4
2446 | 2084.4
2447 | 2084.4
2448 | 2084.4
2449 | 1760.4
2450 | 1760.4
2451 | 1760.4
2452 | 1760.4
2453 | 1760.4
2454 | 1760.4
2455 | 1760.4
2456 | 1760.4
2457 | 1760.4
2458 | 1760.4
2459 | 1760.4
2460 | 1760.4
2461 | 1760.4
2462 | 1760.4
2463 | 1760.4
2464 | 1760.4
2465 | 1760.4
2466 | 1760.4
2467 | 1760.4
2468 | 1760.4
2469 | 1760.4
2470 | 1760.4
2471 | 1760.4
2472 | 1760.4
2473 | 2746.8
2474 | 2746.8
2475 | 2746.8
2476 | 2746.8
2477 | 2746.8
2478 | 2746.8
2479 | 2746.8
2480 | 2746.8
2481 | 2746.8
2482 | 2746.8
2483 | 2746.8
2484 | 2746.8
2485 | 2746.8
2486 | 2746.8
2487 | 2746.8
2488 | 2746.8
2489 | 2746.8
2490 | 2746.8
2491 | 2746.8
2492 | 2746.8
2493 | 2746.8
2494 | 2746.8
2495 | 2746.8
2496 | 2746.8
2497 | 2368.8
2498 | 2368.8
2499 | 2368.8
2500 | 2368.8
2501 | 2368.8
2502 | 2368.8
2503 | 2368.8
2504 | 2368.8
2505 | 2368.8
2506 | 2368.8
2507 | 2368.8
2508 | 2368.8
2509 | 2368.8
2510 | 2368.8
2511 | 2368.8
2512 | 2368.8
2513 | 2368.8
2514 | 2368.8
2515 | 2368.8
2516 | 2368.8
2517 | 2368.8
2518 | 2368.8
2519 | 2368.8
2520 | 2368.8
2521 | 1904.3999
2522 | 1904.3999
2523 | 1904.3999
2524 | 1904.3999
2525 | 1904.3999
2526 | 1904.3999
2527 | 1904.3999
2528 | 1904.3999
2529 | 1904.3999
2530 | 1904.3999
2531 | 1904.3999
2532 | 1904.3999
2533 | 1904.3999
2534 | 1904.3999
2535 | 1904.3999
2536 | 1904.3999
2537 | 1904.3999
2538 | 1904.3999
2539 | 1904.3999
2540 | 1904.3999
2541 | 1904.3999
2542 | 1904.3999
2543 | 1904.3999
2544 | 1904.3999
2545 | 1605.6
2546 | 1605.6
2547 | 1605.6
2548 | 1605.6
2549 | 1605.6
2550 | 1605.6
2551 | 1605.6
2552 | 1605.6
2553 | 1605.6
2554 | 1605.6
2555 | 1605.6
2556 | 1605.6
2557 | 1605.6
2558 | 1605.6
2559 | 1605.6
2560 | 1605.6
2561 | 1605.6
2562 | 1605.6
2563 | 1605.6
2564 | 1605.6
2565 | 1605.6
2566 | 1605.6
2567 | 1605.6
2568 | 1605.6
2569 | 1468.8
2570 | 1468.8
2571 | 1468.8
2572 | 1468.8
2573 | 1468.8
2574 | 1468.8
2575 | 1468.8
2576 | 1468.8
2577 | 1468.8
2578 | 1468.8
2579 | 1468.8
2580 | 1468.8
2581 | 1468.8
2582 | 1468.8
2583 | 1468.8
2584 | 1468.8
2585 | 1468.8
2586 | 1468.8
2587 | 1468.8
2588 | 1468.8
2589 | 1468.8
2590 | 1468.8
2591 | 1468.8
2592 | 1468.8
2593 | 3920.4
2594 | 3920.4
2595 | 3920.4
2596 | 3920.4
2597 | 3920.4
2598 | 3920.4
2599 | 3920.4
2600 | 3920.4
2601 | 3920.4
2602 | 3920.4
2603 | 3920.4
2604 | 3920.4
2605 | 3920.4
2606 | 3920.4
2607 | 3920.4
2608 | 3920.4
2609 | 3920.4
2610 | 3920.4
2611 | 3920.4
2612 | 3920.4
2613 | 3920.4
2614 | 3920.4
2615 | 3920.4
2616 | 3920.4
2617 | 4690.7999
2618 | 4690.7999
2619 | 4690.7999
2620 | 4690.7999
2621 | 4690.7999
2622 | 4690.7999
2623 | 4690.7999
2624 | 4690.7999
2625 | 4690.7999
2626 | 4690.7999
2627 | 4690.7999
2628 | 4690.7999
2629 | 4690.7999
2630 | 4690.7999
2631 | 4690.7999
2632 | 4690.7999
2633 | 4690.7999
2634 | 4690.7999
2635 | 4690.7999
2636 | 4690.7999
2637 | 4690.7999
2638 | 4690.7999
2639 | 4690.7999
2640 | 4690.7999
2641 | 3175.2001
2642 | 3175.2001
2643 | 3175.2001
2644 | 3175.2001
2645 | 3175.2001
2646 | 3175.2001
2647 | 3175.2001
2648 | 3175.2001
2649 | 3175.2001
2650 | 3175.2001
2651 | 3175.2001
2652 | 3175.2001
2653 | 3175.2001
2654 | 3175.2001
2655 | 3175.2001
2656 | 3175.2001
2657 | 3175.2001
2658 | 3175.2001
2659 | 3175.2001
2660 | 3175.2001
2661 | 3175.2001
2662 | 3175.2001
2663 | 3175.2001
2664 | 3175.2001
2665 | 2386.8
2666 | 2386.8
2667 | 2386.8
2668 | 2386.8
2669 | 2386.8
2670 | 2386.8
2671 | 2386.8
2672 | 2386.8
2673 | 2386.8
2674 | 2386.8
2675 | 2386.8
2676 | 2386.8
2677 | 2386.8
2678 | 2386.8
2679 | 2386.8
2680 | 2386.8
2681 | 2386.8
2682 | 2386.8
2683 | 2386.8
2684 | 2386.8
2685 | 2386.8
2686 | 2386.8
2687 | 2386.8
2688 | 2386.8
2689 | 1994.4001
2690 | 1994.4001
2691 | 1994.4001
2692 | 1994.4001
2693 | 1994.4001
2694 | 1994.4001
2695 | 1994.4001
2696 | 1994.4001
2697 | 1994.4001
2698 | 1994.4001
2699 | 1994.4001
2700 | 1994.4001
2701 | 1994.4001
2702 | 1994.4001
2703 | 1994.4001
2704 | 1994.4001
2705 | 1994.4001
2706 | 1994.4001
2707 | 1994.4001
2708 | 1994.4001
2709 | 1994.4001
2710 | 1994.4001
2711 | 1994.4001
2712 | 1994.4001
2713 | 1749.6
2714 | 1749.6
2715 | 1749.6
2716 | 1749.6
2717 | 1749.6
2718 | 1749.6
2719 | 1749.6
2720 | 1749.6
2721 | 1749.6
2722 | 1749.6
2723 | 1749.6
2724 | 1749.6
2725 | 1749.6
2726 | 1749.6
2727 | 1749.6
2728 | 1749.6
2729 | 1749.6
2730 | 1749.6
2731 | 1749.6
2732 | 1749.6
2733 | 1749.6
2734 | 1749.6
2735 | 1749.6
2736 | 1749.6
2737 | 1548
2738 | 1548
2739 | 1548
2740 | 1548
2741 | 1548
2742 | 1548
2743 | 1548
2744 | 1548
2745 | 1548
2746 | 1548
2747 | 1548
2748 | 1548
2749 | 1548
2750 | 1548
2751 | 1548
2752 | 1548
2753 | 1548
2754 | 1548
2755 | 1548
2756 | 1548
2757 | 1548
2758 | 1548
2759 | 1548
2760 | 1548
2761 | 1296.0001
2762 | 1296.0001
2763 | 1296.0001
2764 | 1296.0001
2765 | 1296.0001
2766 | 1296.0001
2767 | 1296.0001
2768 | 1296.0001
2769 | 1296.0001
2770 | 1296.0001
2771 | 1296.0001
2772 | 1296.0001
2773 | 1296.0001
2774 | 1296.0001
2775 | 1296.0001
2776 | 1296.0001
2777 | 1296.0001
2778 | 1296.0001
2779 | 1296.0001
2780 | 1296.0001
2781 | 1296.0001
2782 | 1296.0001
2783 | 1296.0001
2784 | 1296.0001
2785 | 1137.6001
2786 | 1137.6001
2787 | 1137.6001
2788 | 1137.6001
2789 | 1137.6001
2790 | 1137.6001
2791 | 1137.6001
2792 | 1137.6001
2793 | 1137.6001
2794 | 1137.6001
2795 | 1137.6001
2796 | 1137.6001
2797 | 1137.6001
2798 | 1137.6001
2799 | 1137.6001
2800 | 1137.6001
2801 | 1137.6001
2802 | 1137.6001
2803 | 1137.6001
2804 | 1137.6001
2805 | 1137.6001
2806 | 1137.6001
2807 | 1137.6001
2808 | 1137.6001
2809 | 997.2
2810 | 997.2
2811 | 997.2
2812 | 997.2
2813 | 997.2
2814 | 997.2
2815 | 997.2
2816 | 997.2
2817 | 997.2
2818 | 997.2
2819 | 997.2
2820 | 997.2
2821 | 997.2
2822 | 997.2
2823 | 997.2
2824 | 997.2
2825 | 997.2
2826 | 997.2
2827 | 997.2
2828 | 997.2
2829 | 997.2
2830 | 997.2
2831 | 997.2
2832 | 997.2
2833 | 907.2
2834 | 907.2
2835 | 907.2
2836 | 907.2
2837 | 907.2
2838 | 907.2
2839 | 907.2
2840 | 907.2
2841 | 907.2
2842 | 907.2
2843 | 907.2
2844 | 907.2
2845 | 907.2
2846 | 907.2
2847 | 907.2
2848 | 907.2
2849 | 907.2
2850 | 907.2
2851 | 907.2
2852 | 907.2
2853 | 907.2
2854 | 907.2
2855 | 907.2
2856 | 907.2
2857 | 842.4
2858 | 842.4
2859 | 842.4
2860 | 842.4
2861 | 842.4
2862 | 842.4
2863 | 842.4
2864 | 842.4
2865 | 842.4
2866 | 842.4
2867 | 842.4
2868 | 842.4
2869 | 842.4
2870 | 842.4
2871 | 842.4
2872 | 842.4
2873 | 842.4
2874 | 842.4
2875 | 842.4
2876 | 842.4
2877 | 842.4
2878 | 842.4
2879 | 842.4
2880 | 842.4
2881 | 1652.4
2882 | 1652.4
2883 | 1652.4
2884 | 1652.4
2885 | 1652.4
2886 | 1652.4
2887 | 1652.4
2888 | 1652.4
2889 | 1652.4
2890 | 1652.4
2891 | 1652.4
2892 | 1652.4
2893 | 1652.4
2894 | 1652.4
2895 | 1652.4
2896 | 1652.4
2897 | 1652.4
2898 | 1652.4
2899 | 1652.4
2900 | 1652.4
2901 | 1652.4
2902 | 1652.4
2903 | 1652.4
2904 | 1652.4
2905 | 1202.4
2906 | 1202.4
2907 | 1202.4
2908 | 1202.4
2909 | 1202.4
2910 | 1202.4
2911 | 1202.4
2912 | 1202.4
2913 | 1202.4
2914 | 1202.4
2915 | 1202.4
2916 | 1202.4
2917 | 1202.4
2918 | 1202.4
2919 | 1202.4
2920 | 1202.4
2921 | 1202.4
2922 | 1202.4
2923 | 1202.4
2924 | 1202.4
2925 | 1202.4
2926 | 1202.4
2927 | 1202.4
2928 | 1202.4
2929 | 953.9999
2930 | 953.9999
2931 | 953.9999
2932 | 953.9999
2933 | 953.9999
2934 | 953.9999
2935 | 953.9999
2936 | 953.9999
2937 | 953.9999
2938 | 953.9999
2939 | 953.9999
2940 | 953.9999
2941 | 953.9999
2942 | 953.9999
2943 | 953.9999
2944 | 953.9999
2945 | 953.9999
2946 | 953.9999
2947 | 953.9999
2948 | 953.9999
2949 | 953.9999
2950 | 953.9999
2951 | 953.9999
2952 | 953.9999
2953 | 842.4
2954 | 842.4
2955 | 842.4
2956 | 842.4
2957 | 842.4
2958 | 842.4
2959 | 842.4
2960 | 842.4
2961 | 842.4
2962 | 842.4
2963 | 842.4
2964 | 842.4
2965 | 842.4
2966 | 842.4
2967 | 842.4
2968 | 842.4
2969 | 842.4
2970 | 842.4
2971 | 842.4
2972 | 842.4
2973 | 842.4
2974 | 842.4
2975 | 842.4
2976 | 842.4
2977 | 766.8
2978 | 766.8
2979 | 766.8
2980 | 766.8
2981 | 766.8
2982 | 766.8
2983 | 766.8
2984 | 766.8
2985 | 766.8
2986 | 766.8
2987 | 766.8
2988 | 766.8
2989 | 766.8
2990 | 766.8
2991 | 766.8
2992 | 766.8
2993 | 766.8
2994 | 766.8
2995 | 766.8
2996 | 766.8
2997 | 766.8
2998 | 766.8
2999 | 766.8
3000 | 766.8
3001 | 720
3002 | 720
3003 | 720
3004 | 720
3005 | 720
3006 | 720
3007 | 720
3008 | 720
3009 | 720
3010 | 720
3011 | 720
3012 | 720
3013 | 720
3014 | 720
3015 | 720
3016 | 720
3017 | 720
3018 | 720
3019 | 720
3020 | 720
3021 | 720
3022 | 720
3023 | 720
3024 | 720
3025 | 666
3026 | 666
3027 | 666
3028 | 666
3029 | 666
3030 | 666
3031 | 666
3032 | 666
3033 | 666
3034 | 666
3035 | 666
3036 | 666
3037 | 666
3038 | 666
3039 | 666
3040 | 666
3041 | 666
3042 | 666
3043 | 666
3044 | 666
3045 | 666
3046 | 666
3047 | 666
3048 | 666
3049 | 615.6
3050 | 615.6
3051 | 615.6
3052 | 615.6
3053 | 615.6
3054 | 615.6
3055 | 615.6
3056 | 615.6
3057 | 615.6
3058 | 615.6
3059 | 615.6
3060 | 615.6
3061 | 615.6
3062 | 615.6
3063 | 615.6
3064 | 615.6
3065 | 615.6
3066 | 615.6
3067 | 615.6
3068 | 615.6
3069 | 615.6
3070 | 615.6
3071 | 615.6
3072 | 615.6
3073 | 622.8
3074 | 622.8
3075 | 622.8
3076 | 622.8
3077 | 622.8
3078 | 622.8
3079 | 622.8
3080 | 622.8
3081 | 622.8
3082 | 622.8
3083 | 622.8
3084 | 622.8
3085 | 622.8
3086 | 622.8
3087 | 622.8
3088 | 622.8
3089 | 622.8
3090 | 622.8
3091 | 622.8
3092 | 622.8
3093 | 622.8
3094 | 622.8
3095 | 622.8
3096 | 622.8
3097 | 630
3098 | 630
3099 | 630
3100 | 630
3101 | 630
3102 | 630
3103 | 630
3104 | 630
3105 | 630
3106 | 630
3107 | 630
3108 | 630
3109 | 630
3110 | 630
3111 | 630
3112 | 630
3113 | 630
3114 | 630
3115 | 630
3116 | 630
3117 | 630
3118 | 630
3119 | 630
3120 | 630
3121 | 640.8
3122 | 640.8
3123 | 640.8
3124 | 640.8
3125 | 640.8
3126 | 640.8
3127 | 640.8
3128 | 640.8
3129 | 640.8
3130 | 640.8
3131 | 640.8
3132 | 640.8
3133 | 640.8
3134 | 640.8
3135 | 640.8
3136 | 640.8
3137 | 640.8
3138 | 640.8
3139 | 640.8
3140 | 640.8
3141 | 640.8
3142 | 640.8
3143 | 640.8
3144 | 640.8
3145 | 583.2
3146 | 583.2
3147 | 583.2
3148 | 583.2
3149 | 583.2
3150 | 583.2
3151 | 583.2
3152 | 583.2
3153 | 583.2
3154 | 583.2
3155 | 583.2
3156 | 583.2
3157 | 583.2
3158 | 583.2
3159 | 583.2
3160 | 583.2
3161 | 583.2
3162 | 583.2
3163 | 583.2
3164 | 583.2
3165 | 583.2
3166 | 583.2
3167 | 583.2
3168 | 583.2
3169 | 568.8
3170 | 568.8
3171 | 568.8
3172 | 568.8
3173 | 568.8
3174 | 568.8
3175 | 568.8
3176 | 568.8
3177 | 568.8
3178 | 568.8
3179 | 568.8
3180 | 568.8
3181 | 568.8
3182 | 568.8
3183 | 568.8
3184 | 568.8
3185 | 568.8
3186 | 568.8
3187 | 568.8
3188 | 568.8
3189 | 568.8
3190 | 568.8
3191 | 568.8
3192 | 568.8
3193 | 554.4
3194 | 554.4
3195 | 554.4
3196 | 554.4
3197 | 554.4
3198 | 554.4
3199 | 554.4
3200 | 554.4
3201 | 554.4
3202 | 554.4
3203 | 554.4
3204 | 554.4
3205 | 554.4
3206 | 554.4
3207 | 554.4
3208 | 554.4
3209 | 554.4
3210 | 554.4
3211 | 554.4
3212 | 554.4
3213 | 554.4
3214 | 554.4
3215 | 554.4
3216 | 554.4
3217 | 540
3218 | 540
3219 | 540
3220 | 540
3221 | 540
3222 | 540
3223 | 540
3224 | 540
3225 | 540
3226 | 540
3227 | 540
3228 | 540
3229 | 540
3230 | 540
3231 | 540
3232 | 540
3233 | 540
3234 | 540
3235 | 540
3236 | 540
3237 | 540
3238 | 540
3239 | 540
3240 | 540
3241 | 525.6
3242 | 525.6
3243 | 525.6
3244 | 525.6
3245 | 525.6
3246 | 525.6
3247 | 525.6
3248 | 525.6
3249 | 525.6
3250 | 525.6
3251 | 525.6
3252 | 525.6
3253 | 525.6
3254 | 525.6
3255 | 525.6
3256 | 525.6
3257 | 525.6
3258 | 525.6
3259 | 525.6
3260 | 525.6
3261 | 525.6
3262 | 525.6
3263 | 525.6
3264 | 525.6
3265 | 514.8
3266 | 514.8
3267 | 514.8
3268 | 514.8
3269 | 514.8
3270 | 514.8
3271 | 514.8
3272 | 514.8
3273 | 514.8
3274 | 514.8
3275 | 514.8
3276 | 514.8
3277 | 514.8
3278 | 514.8
3279 | 514.8
3280 | 514.8
3281 | 514.8
3282 | 514.8
3283 | 514.8
3284 | 514.8
3285 | 514.8
3286 | 514.8
3287 | 514.8
3288 | 514.8
3289 | 500.4
3290 | 500.4
3291 | 500.4
3292 | 500.4
3293 | 500.4
3294 | 500.4
3295 | 500.4
3296 | 500.4
3297 | 500.4
3298 | 500.4
3299 | 500.4
3300 | 500.4
3301 | 500.4
3302 | 500.4
3303 | 500.4
3304 | 500.4
3305 | 500.4
3306 | 500.4
3307 | 500.4
3308 | 500.4
3309 | 500.4
3310 | 500.4
3311 | 500.4
3312 | 500.4
3313 | 486
3314 | 486
3315 | 486
3316 | 486
3317 | 486
3318 | 486
3319 | 486
3320 | 486
3321 | 486
3322 | 486
3323 | 486
3324 | 486
3325 | 486
3326 | 486
3327 | 486
3328 | 486
3329 | 486
3330 | 486
3331 | 486
3332 | 486
3333 | 486
3334 | 486
3335 | 486
3336 | 486
3337 | 471.6
3338 | 471.6
3339 | 471.6
3340 | 471.6
3341 | 471.6
3342 | 471.6
3343 | 471.6
3344 | 471.6
3345 | 471.6
3346 | 471.6
3347 | 471.6
3348 | 471.6
3349 | 471.6
3350 | 471.6
3351 | 471.6
3352 | 471.6
3353 | 471.6
3354 | 471.6
3355 | 471.6
3356 | 471.6
3357 | 471.6
3358 | 471.6
3359 | 471.6
3360 | 471.6
3361 | 460.8
3362 | 460.8
3363 | 460.8
3364 | 460.8
3365 | 460.8
3366 | 460.8
3367 | 460.8
3368 | 460.8
3369 | 460.8
3370 | 460.8
3371 | 460.8
3372 | 460.8
3373 | 460.8
3374 | 460.8
3375 | 460.8
3376 | 460.8
3377 | 460.8
3378 | 460.8
3379 | 460.8
3380 | 460.8
3381 | 460.8
3382 | 460.8
3383 | 460.8
3384 | 460.8
3385 | 446.4
3386 | 446.4
3387 | 446.4
3388 | 446.4
3389 | 446.4
3390 | 446.4
3391 | 446.4
3392 | 446.4
3393 | 446.4
3394 | 446.4
3395 | 446.4
3396 | 446.4
3397 | 446.4
3398 | 446.4
3399 | 446.4
3400 | 446.4
3401 | 446.4
3402 | 446.4
3403 | 446.4
3404 | 446.4
3405 | 446.4
3406 | 446.4
3407 | 446.4
3408 | 446.4
3409 | 435.6
3410 | 435.6
3411 | 435.6
3412 | 435.6
3413 | 435.6
3414 | 435.6
3415 | 435.6
3416 | 435.6
3417 | 435.6
3418 | 435.6
3419 | 435.6
3420 | 435.6
3421 | 435.6
3422 | 435.6
3423 | 435.6
3424 | 435.6
3425 | 435.6
3426 | 435.6
3427 | 435.6
3428 | 435.6
3429 | 435.6
3430 | 435.6
3431 | 435.6
3432 | 435.6
3433 | 392.4
3434 | 392.4
3435 | 392.4
3436 | 392.4
3437 | 392.4
3438 | 392.4
3439 | 392.4
3440 | 392.4
3441 | 392.4
3442 | 392.4
3443 | 392.4
3444 | 392.4
3445 | 392.4
3446 | 392.4
3447 | 392.4
3448 | 392.4
3449 | 392.4
3450 | 392.4
3451 | 392.4
3452 | 392.4
3453 | 392.4
3454 | 392.4
3455 | 392.4
3456 | 392.4
3457 | 392.4
3458 | 392.4
3459 | 392.4
3460 | 392.4
3461 | 392.4
3462 | 392.4
3463 | 392.4
3464 | 392.4
3465 | 392.4
3466 | 392.4
3467 | 392.4
3468 | 392.4
3469 | 392.4
3470 | 392.4
3471 | 392.4
3472 | 392.4
3473 | 392.4
3474 | 392.4
3475 | 392.4
3476 | 392.4
3477 | 392.4
3478 | 392.4
3479 | 392.4
3480 | 392.4
3481 | 381.6
3482 | 381.6
3483 | 381.6
3484 | 381.6
3485 | 381.6
3486 | 381.6
3487 | 381.6
3488 | 381.6
3489 | 381.6
3490 | 381.6
3491 | 381.6
3492 | 381.6
3493 | 381.6
3494 | 381.6
3495 | 381.6
3496 | 381.6
3497 | 381.6
3498 | 381.6
3499 | 381.6
3500 | 381.6
3501 | 381.6
3502 | 381.6
3503 | 381.6
3504 | 381.6
3505 | 367.2
3506 | 367.2
3507 | 367.2
3508 | 367.2
3509 | 367.2
3510 | 367.2
3511 | 367.2
3512 | 367.2
3513 | 367.2
3514 | 367.2
3515 | 367.2
3516 | 367.2
3517 | 367.2
3518 | 367.2
3519 | 367.2
3520 | 367.2
3521 | 367.2
3522 | 367.2
3523 | 367.2
3524 | 367.2
3525 | 367.2
3526 | 367.2
3527 | 367.2
3528 | 367.2
3529 | 367.2
3530 | 367.2
3531 | 367.2
3532 | 367.2
3533 | 367.2
3534 | 367.2
3535 | 367.2
3536 | 367.2
3537 | 367.2
3538 | 367.2
3539 | 367.2
3540 | 367.2
3541 | 367.2
3542 | 367.2
3543 | 367.2
3544 | 367.2
3545 | 367.2
3546 | 367.2
3547 | 367.2
3548 | 367.2
3549 | 367.2
3550 | 367.2
3551 | 367.2
3552 | 367.2
3553 | 370.8
3554 | 370.8
3555 | 370.8
3556 | 370.8
3557 | 370.8
3558 | 370.8
3559 | 370.8
3560 | 370.8
3561 | 370.8
3562 | 370.8
3563 | 370.8
3564 | 370.8
3565 | 370.8
3566 | 370.8
3567 | 370.8
3568 | 370.8
3569 | 370.8
3570 | 370.8
3571 | 370.8
3572 | 370.8
3573 | 370.8
3574 | 370.8
3575 | 370.8
3576 | 370.8
3577 | 370.8
3578 | 370.8
3579 | 370.8
3580 | 370.8
3581 | 370.8
3582 | 370.8
3583 | 370.8
3584 | 370.8
3585 | 370.8
3586 | 370.8
3587 | 370.8
3588 | 370.8
3589 | 370.8
3590 | 370.8
3591 | 370.8
3592 | 370.8
3593 | 370.8
3594 | 370.8
3595 | 370.8
3596 | 370.8
3597 | 370.8
3598 | 370.8
3599 | 370.8
3600 | 370.8
3601 | 374.4
3602 | 374.4
3603 | 374.4
3604 | 374.4
3605 | 374.4
3606 | 374.4
3607 | 374.4
3608 | 374.4
3609 | 374.4
3610 | 374.4
3611 | 374.4
3612 | 374.4
3613 | 374.4
3614 | 374.4
3615 | 374.4
3616 | 374.4
3617 | 374.4
3618 | 374.4
3619 | 374.4
3620 | 374.4
3621 | 374.4
3622 | 374.4
3623 | 374.4
3624 | 374.4
3625 | 370.8
3626 | 370.8
3627 | 370.8
3628 | 370.8
3629 | 370.8
3630 | 370.8
3631 | 370.8
3632 | 370.8
3633 | 370.8
3634 | 370.8
3635 | 370.8
3636 | 370.8
3637 | 370.8
3638 | 370.8
3639 | 370.8
3640 | 370.8
3641 | 370.8
3642 | 370.8
3643 | 370.8
3644 | 370.8
3645 | 370.8
3646 | 370.8
3647 | 370.8
3648 | 370.8
3649 | 352.8
3650 | 352.8
3651 | 352.8
3652 | 352.8
3653 | 352.8
3654 | 352.8
3655 | 352.8
3656 | 352.8
3657 | 352.8
3658 | 352.8
3659 | 352.8
3660 | 352.8
3661 | 352.8
3662 | 352.8
3663 | 352.8
3664 | 352.8
3665 | 352.8
3666 | 352.8
3667 | 352.8
3668 | 352.8
3669 | 352.8
3670 | 352.8
3671 | 352.8
3672 | 352.8
3673 | 334.8
3674 | 334.8
3675 | 334.8
3676 | 334.8
3677 | 334.8
3678 | 334.8
3679 | 334.8
3680 | 334.8
3681 | 334.8
3682 | 334.8
3683 | 334.8
3684 | 334.8
3685 | 334.8
3686 | 334.8
3687 | 334.8
3688 | 334.8
3689 | 334.8
3690 | 334.8
3691 | 334.8
3692 | 334.8
3693 | 334.8
3694 | 334.8
3695 | 334.8
3696 | 334.8
3697 | 316.8
3698 | 316.8
3699 | 316.8
3700 | 316.8
3701 | 316.8
3702 | 316.8
3703 | 316.8
3704 | 316.8
3705 | 316.8
3706 | 316.8
3707 | 316.8
3708 | 316.8
3709 | 316.8
3710 | 316.8
3711 | 316.8
3712 | 316.8
3713 | 316.8
3714 | 316.8
3715 | 316.8
3716 | 316.8
3717 | 316.8
3718 | 316.8
3719 | 316.8
3720 | 316.8
3721 | 295.2
3722 | 295.2
3723 | 295.2
3724 | 295.2
3725 | 295.2
3726 | 295.2
3727 | 295.2
3728 | 295.2
3729 | 295.2
3730 | 295.2
3731 | 295.2
3732 | 295.2
3733 | 295.2
3734 | 295.2
3735 | 295.2
3736 | 295.2
3737 | 295.2
3738 | 295.2
3739 | 295.2
3740 | 295.2
3741 | 295.2
3742 | 295.2
3743 | 295.2
3744 | 295.2
3745 | 277.2
3746 | 277.2
3747 | 277.2
3748 | 277.2
3749 | 277.2
3750 | 277.2
3751 | 277.2
3752 | 277.2
3753 | 277.2
3754 | 277.2
3755 | 277.2
3756 | 277.2
3757 | 277.2
3758 | 277.2
3759 | 277.2
3760 | 277.2
3761 | 277.2
3762 | 277.2
3763 | 277.2
3764 | 277.2
3765 | 277.2
3766 | 277.2
3767 | 277.2
3768 | 277.2
3769 | 252
3770 | 252
3771 | 252
3772 | 252
3773 | 252
3774 | 252
3775 | 252
3776 | 252
3777 | 252
3778 | 252
3779 | 252
3780 | 252
3781 | 252
3782 | 252
3783 | 252
3784 | 252
3785 | 252
3786 | 252
3787 | 252
3788 | 252
3789 | 252
3790 | 252
3791 | 252
3792 | 252
3793 | 212.4
3794 | 212.4
3795 | 212.4
3796 | 212.4
3797 | 212.4
3798 | 212.4
3799 | 212.4
3800 | 212.4
3801 | 212.4
3802 | 212.4
3803 | 212.4
3804 | 212.4
3805 | 212.4
3806 | 212.4
3807 | 212.4
3808 | 212.4
3809 | 212.4
3810 | 212.4
3811 | 212.4
3812 | 212.4
3813 | 212.4
3814 | 212.4
3815 | 212.4
3816 | 212.4
3817 | 216
3818 | 216
3819 | 216
3820 | 216
3821 | 216
3822 | 216
3823 | 216
3824 | 216
3825 | 216
3826 | 216
3827 | 216
3828 | 216
3829 | 216
3830 | 216
3831 | 216
3832 | 216
3833 | 216
3834 | 216
3835 | 216
3836 | 216
3837 | 216
3838 | 216
3839 | 216
3840 | 216
3841 | 219.6
3842 | 219.6
3843 | 219.6
3844 | 219.6
3845 | 219.6
3846 | 219.6
3847 | 219.6
3848 | 219.6
3849 | 219.6
3850 | 219.6
3851 | 219.6
3852 | 219.6
3853 | 219.6
3854 | 219.6
3855 | 219.6
3856 | 219.6
3857 | 219.6
3858 | 219.6
3859 | 219.6
3860 | 219.6
3861 | 219.6
3862 | 219.6
3863 | 219.6
3864 | 219.6
3865 | 230.4
3866 | 230.4
3867 | 230.4
3868 | 230.4
3869 | 230.4
3870 | 230.4
3871 | 230.4
3872 | 230.4
3873 | 230.4
3874 | 230.4
3875 | 230.4
3876 | 230.4
3877 | 230.4
3878 | 230.4
3879 | 230.4
3880 | 230.4
3881 | 230.4
3882 | 230.4
3883 | 230.4
3884 | 230.4
3885 | 230.4
3886 | 230.4
3887 | 230.4
3888 | 230.4
3889 | 212.4
3890 | 212.4
3891 | 212.4
3892 | 212.4
3893 | 212.4
3894 | 212.4
3895 | 212.4
3896 | 212.4
3897 | 212.4
3898 | 212.4
3899 | 212.4
3900 | 212.4
3901 | 212.4
3902 | 212.4
3903 | 212.4
3904 | 212.4
3905 | 212.4
3906 | 212.4
3907 | 212.4
3908 | 212.4
3909 | 212.4
3910 | 212.4
3911 | 212.4
3912 | 212.4
3913 | 198
3914 | 198
3915 | 198
3916 | 198
3917 | 198
3918 | 198
3919 | 198
3920 | 198
3921 | 198
3922 | 198
3923 | 198
3924 | 198
3925 | 198
3926 | 198
3927 | 198
3928 | 198
3929 | 198
3930 | 198
3931 | 198
3932 | 198
3933 | 198
3934 | 198
3935 | 198
3936 | 198
3937 | 201.6
3938 | 201.6
3939 | 201.6
3940 | 201.6
3941 | 201.6
3942 | 201.6
3943 | 201.6
3944 | 201.6
3945 | 201.6
3946 | 201.6
3947 | 201.6
3948 | 201.6
3949 | 201.6
3950 | 201.6
3951 | 201.6
3952 | 201.6
3953 | 201.6
3954 | 201.6
3955 | 201.6
3956 | 201.6
3957 | 201.6
3958 | 201.6
3959 | 201.6
3960 | 201.6
3961 | 205.2
3962 | 205.2
3963 | 205.2
3964 | 205.2
3965 | 205.2
3966 | 205.2
3967 | 205.2
3968 | 205.2
3969 | 205.2
3970 | 205.2
3971 | 205.2
3972 | 205.2
3973 | 205.2
3974 | 205.2
3975 | 205.2
3976 | 205.2
3977 | 205.2
3978 | 205.2
3979 | 205.2
3980 | 205.2
3981 | 205.2
3982 | 205.2
3983 | 205.2
3984 | 205.2
3985 | 172.8
3986 | 172.8
3987 | 172.8
3988 | 172.8
3989 | 172.8
3990 | 172.8
3991 | 172.8
3992 | 172.8
3993 | 172.8
3994 | 172.8
3995 | 172.8
3996 | 172.8
3997 | 172.8
3998 | 172.8
3999 | 172.8
4000 | 172.8
4001 | 172.8
4002 | 172.8
4003 | 172.8
4004 | 172.8
4005 | 172.8
4006 | 172.8
4007 | 172.8
4008 | 172.8
4009 | 172.8
4010 | 172.8
4011 | 172.8
4012 | 172.8
4013 | 172.8
4014 | 172.8
4015 | 172.8
4016 | 172.8
4017 | 172.8
4018 | 172.8
4019 | 172.8
4020 | 172.8
4021 | 172.8
4022 | 172.8
4023 | 172.8
4024 | 172.8
4025 | 172.8
4026 | 172.8
4027 | 172.8
4028 | 172.8
4029 | 172.8
4030 | 172.8
4031 | 172.8
4032 | 172.8
4033 | 169.2
4034 | 169.2
4035 | 169.2
4036 | 169.2
4037 | 169.2
4038 | 169.2
4039 | 169.2
4040 | 169.2
4041 | 169.2
4042 | 169.2
4043 | 169.2
4044 | 169.2
4045 | 169.2
4046 | 169.2
4047 | 169.2
4048 | 169.2
4049 | 169.2
4050 | 169.2
4051 | 169.2
4052 | 169.2
4053 | 169.2
4054 | 169.2
4055 | 169.2
4056 | 169.2
4057 | 169.2
4058 | 169.2
4059 | 169.2
4060 | 169.2
4061 | 169.2
4062 | 169.2
4063 | 169.2
4064 | 169.2
4065 | 169.2
4066 | 169.2
4067 | 169.2
4068 | 169.2
4069 | 169.2
4070 | 169.2
4071 | 169.2
4072 | 169.2
4073 | 169.2
4074 | 169.2
4075 | 169.2
4076 | 169.2
4077 | 169.2
4078 | 169.2
4079 | 169.2
4080 | 169.2
4081 | 169.2
4082 | 169.2
4083 | 169.2
4084 | 169.2
4085 | 169.2
4086 | 169.2
4087 | 169.2
4088 | 169.2
4089 | 169.2
4090 | 169.2
4091 | 169.2
4092 | 169.2
4093 | 169.2
4094 | 169.2
4095 | 169.2
4096 | 169.2
4097 | 169.2
4098 | 169.2
4099 | 169.2
4100 | 169.2
4101 | 169.2
4102 | 169.2
4103 | 169.2
4104 | 169.2
4105 | 165.6
4106 | 165.6
4107 | 165.6
4108 | 165.6
4109 | 165.6
4110 | 165.6
4111 | 165.6
4112 | 165.6
4113 | 165.6
4114 | 165.6
4115 | 165.6
4116 | 165.6
4117 | 165.6
4118 | 165.6
4119 | 165.6
4120 | 165.6
4121 | 165.6
4122 | 165.6
4123 | 165.6
4124 | 165.6
4125 | 165.6
4126 | 165.6
4127 | 165.6
4128 | 165.6
4129 | 162
4130 | 162
4131 | 162
4132 | 162
4133 | 162
4134 | 162
4135 | 162
4136 | 162
4137 | 162
4138 | 162
4139 | 162
4140 | 162
4141 | 162
4142 | 162
4143 | 162
4144 | 162
4145 | 162
4146 | 162
4147 | 162
4148 | 162
4149 | 162
4150 | 162
4151 | 162
4152 | 162
4153 | 158.4
4154 | 158.4
4155 | 158.4
4156 | 158.4
4157 | 158.4
4158 | 158.4
4159 | 158.4
4160 | 158.4
4161 | 158.4
4162 | 158.4
4163 | 158.4
4164 | 158.4
4165 | 158.4
4166 | 158.4
4167 | 158.4
4168 | 158.4
4169 | 158.4
4170 | 158.4
4171 | 158.4
4172 | 158.4
4173 | 158.4
4174 | 158.4
4175 | 158.4
4176 | 158.4
4177 | 151.2
4178 | 151.2
4179 | 151.2
4180 | 151.2
4181 | 151.2
4182 | 151.2
4183 | 151.2
4184 | 151.2
4185 | 151.2
4186 | 151.2
4187 | 151.2
4188 | 151.2
4189 | 151.2
4190 | 151.2
4191 | 151.2
4192 | 151.2
4193 | 151.2
4194 | 151.2
4195 | 151.2
4196 | 151.2
4197 | 151.2
4198 | 151.2
4199 | 151.2
4200 | 151.2
4201 | 144
4202 | 144
4203 | 144
4204 | 144
4205 | 144
4206 | 144
4207 | 144
4208 | 144
4209 | 144
4210 | 144
4211 | 144
4212 | 144
4213 | 144
4214 | 144
4215 | 144
4216 | 144
4217 | 144
4218 | 144
4219 | 144
4220 | 144
4221 | 144
4222 | 144
4223 | 144
4224 | 144
4225 | 136.8
4226 | 136.8
4227 | 136.8
4228 | 136.8
4229 | 136.8
4230 | 136.8
4231 | 136.8
4232 | 136.8
4233 | 136.8
4234 | 136.8
4235 | 136.8
4236 | 136.8
4237 | 136.8
4238 | 136.8
4239 | 136.8
4240 | 136.8
4241 | 136.8
4242 | 136.8
4243 | 136.8
4244 | 136.8
4245 | 136.8
4246 | 136.8
4247 | 136.8
4248 | 136.8
4249 | 133.2
4250 | 133.2
4251 | 133.2
4252 | 133.2
4253 | 133.2
4254 | 133.2
4255 | 133.2
4256 | 133.2
4257 | 133.2
4258 | 133.2
4259 | 133.2
4260 | 133.2
4261 | 133.2
4262 | 133.2
4263 | 133.2
4264 | 133.2
4265 | 133.2
4266 | 133.2
4267 | 133.2
4268 | 133.2
4269 | 133.2
4270 | 133.2
4271 | 133.2
4272 | 133.2
4273 | 126
4274 | 126
4275 | 126
4276 | 126
4277 | 126
4278 | 126
4279 | 126
4280 | 126
4281 | 126
4282 | 126
4283 | 126
4284 | 126
4285 | 126
4286 | 126
4287 | 126
4288 | 126
4289 | 126
4290 | 126
4291 | 126
4292 | 126
4293 | 126
4294 | 126
4295 | 126
4296 | 126
4297 | 118.8
4298 | 118.8
4299 | 118.8
4300 | 118.8
4301 | 118.8
4302 | 118.8
4303 | 118.8
4304 | 118.8
4305 | 118.8
4306 | 118.8
4307 | 118.8
4308 | 118.8
4309 | 118.8
4310 | 118.8
4311 | 118.8
4312 | 118.8
4313 | 118.8
4314 | 118.8
4315 | 118.8
4316 | 118.8
4317 | 118.8
4318 | 118.8
4319 | 118.8
4320 | 118.8
4321 | 115.2
4322 | 115.2
4323 | 115.2
4324 | 115.2
4325 | 115.2
4326 | 115.2
4327 | 115.2
4328 | 115.2
4329 | 115.2
4330 | 115.2
4331 | 115.2
4332 | 115.2
4333 | 115.2
4334 | 115.2
4335 | 115.2
4336 | 115.2
4337 | 115.2
4338 | 115.2
4339 | 115.2
4340 | 115.2
4341 | 115.2
4342 | 115.2
4343 | 115.2
4344 | 115.2
4345 | 108
4346 | 108
4347 | 108
4348 | 108
4349 | 108
4350 | 108
4351 | 108
4352 | 108
4353 | 108
4354 | 108
4355 | 108
4356 | 108
4357 | 108
4358 | 108
4359 | 108
4360 | 108
4361 | 108
4362 | 108
4363 | 108
4364 | 108
4365 | 108
4366 | 108
4367 | 108
4368 | 108
4369 | 104.4
4370 | 104.4
4371 | 104.4
4372 | 104.4
4373 | 104.4
4374 | 104.4
4375 | 104.4
4376 | 104.4
4377 | 104.4
4378 | 104.4
4379 | 104.4
4380 | 104.4
4381 | 104.4
4382 | 104.4
4383 | 104.4
4384 | 104.4
4385 | 104.4
4386 | 104.4
4387 | 104.4
4388 | 104.4
4389 | 104.4
4390 | 104.4
4391 | 104.4
4392 | 104.4
4393 | 97.2
4394 | 97.2
4395 | 97.2
4396 | 97.2
4397 | 97.2
4398 | 97.2
4399 | 97.2
4400 | 97.2
4401 | 97.2
4402 | 97.2
4403 | 97.2
4404 | 97.2
4405 | 97.2
4406 | 97.2
4407 | 97.2
4408 | 97.2
4409 | 97.2
4410 | 97.2
4411 | 97.2
4412 | 97.2
4413 | 97.2
4414 | 97.2
4415 | 97.2
4416 | 97.2
4417 | 90
4418 | 90
4419 | 90
4420 | 90
4421 | 90
4422 | 90
4423 | 90
4424 | 90
4425 | 90
4426 | 90
4427 | 90
4428 | 90
4429 | 90
4430 | 90
4431 | 90
4432 | 90
4433 | 90
4434 | 90
4435 | 90
4436 | 90
4437 | 90
4438 | 90
4439 | 90
4440 | 90
4441 | 86.4
4442 | 86.4
4443 | 86.4
4444 | 86.4
4445 | 86.4
4446 | 86.4
4447 | 86.4
4448 | 86.4
4449 | 86.4
4450 | 86.4
4451 | 86.4
4452 | 86.4
4453 | 86.4
4454 | 86.4
4455 | 86.4
4456 | 86.4
4457 | 86.4
4458 | 86.4
4459 | 86.4
4460 | 86.4
4461 | 86.4
4462 | 86.4
4463 | 86.4
4464 | 86.4
4465 | 82.8
4466 | 82.8
4467 | 82.8
4468 | 82.8
4469 | 82.8
4470 | 82.8
4471 | 82.8
4472 | 82.8
4473 | 82.8
4474 | 82.8
4475 | 82.8
4476 | 82.8
4477 | 82.8
4478 | 82.8
4479 | 82.8
4480 | 82.8
4481 | 82.8
4482 | 82.8
4483 | 82.8
4484 | 82.8
4485 | 82.8
4486 | 82.8
4487 | 82.8
4488 | 82.8
4489 | 82.8
4490 | 82.8
4491 | 82.8
4492 | 82.8
4493 | 82.8
4494 | 82.8
4495 | 82.8
4496 | 82.8
4497 | 82.8
4498 | 82.8
4499 | 82.8
4500 | 82.8
4501 | 82.8
4502 | 82.8
4503 | 82.8
4504 | 82.8
4505 | 82.8
4506 | 82.8
4507 | 82.8
4508 | 82.8
4509 | 82.8
4510 | 82.8
4511 | 82.8
4512 | 82.8
4513 | 82.8
4514 | 82.8
4515 | 82.8
4516 | 82.8
4517 | 82.8
4518 | 82.8
4519 | 82.8
4520 | 82.8
4521 | 82.8
4522 | 82.8
4523 | 82.8
4524 | 82.8
4525 | 82.8
4526 | 82.8
4527 | 82.8
4528 | 82.8
4529 | 82.8
4530 | 82.8
4531 | 82.8
4532 | 82.8
4533 | 82.8
4534 | 82.8
4535 | 82.8
4536 | 82.8
4537 | 82.8
4538 | 82.8
4539 | 82.8
4540 | 82.8
4541 | 82.8
4542 | 82.8
4543 | 82.8
4544 | 82.8
4545 | 82.8
4546 | 82.8
4547 | 82.8
4548 | 82.8
4549 | 82.8
4550 | 82.8
4551 | 82.8
4552 | 82.8
4553 | 82.8
4554 | 82.8
4555 | 82.8
4556 | 82.8
4557 | 82.8
4558 | 82.8
4559 | 82.8
4560 | 82.8
4561 | 82.8
4562 | 82.8
4563 | 82.8
4564 | 82.8
4565 | 82.8
4566 | 82.8
4567 | 82.8
4568 | 82.8
4569 | 82.8
4570 | 82.8
4571 | 82.8
4572 | 82.8
4573 | 82.8
4574 | 82.8
4575 | 82.8
4576 | 82.8
4577 | 82.8
4578 | 82.8
4579 | 82.8
4580 | 82.8
4581 | 82.8
4582 | 82.8
4583 | 82.8
4584 | 82.8
4585 | 82.8
4586 | 82.8
4587 | 82.8
4588 | 82.8
4589 | 82.8
4590 | 82.8
4591 | 82.8
4592 | 82.8
4593 | 82.8
4594 | 82.8
4595 | 82.8
4596 | 82.8
4597 | 82.8
4598 | 82.8
4599 | 82.8
4600 | 82.8
4601 | 82.8
4602 | 82.8
4603 | 82.8
4604 | 82.8
4605 | 82.8
4606 | 82.8
4607 | 82.8
4608 | 82.8
4609 | 82.8
4610 | 82.8
4611 | 82.8
4612 | 82.8
4613 | 82.8
4614 | 82.8
4615 | 82.8
4616 | 82.8
4617 | 82.8
4618 | 82.8
4619 | 82.8
4620 | 82.8
4621 | 82.8
4622 | 82.8
4623 | 82.8
4624 | 82.8
4625 | 82.8
4626 | 82.8
4627 | 82.8
4628 | 82.8
4629 | 82.8
4630 | 82.8
4631 | 82.8
4632 | 82.8
4633 | 79.2
4634 | 79.2
4635 | 79.2
4636 | 79.2
4637 | 79.2
4638 | 79.2
4639 | 79.2
4640 | 79.2
4641 | 79.2
4642 | 79.2
4643 | 79.2
4644 | 79.2
4645 | 79.2
4646 | 79.2
4647 | 79.2
4648 | 79.2
4649 | 79.2
4650 | 79.2
4651 | 79.2
4652 | 79.2
4653 | 79.2
4654 | 79.2
4655 | 79.2
4656 | 79.2
4657 | 75.6
4658 | 75.6
4659 | 75.6
4660 | 75.6
4661 | 75.6
4662 | 75.6
4663 | 75.6
4664 | 75.6
4665 | 75.6
4666 | 75.6
4667 | 75.6
4668 | 75.6
4669 | 75.6
4670 | 75.6
4671 | 75.6
4672 | 75.6
4673 | 75.6
4674 | 75.6
4675 | 75.6
4676 | 75.6
4677 | 75.6
4678 | 75.6
4679 | 75.6
4680 | 75.6
4681 | 68.4
4682 | 68.4
4683 | 68.4
4684 | 68.4
4685 | 68.4
4686 | 68.4
4687 | 68.4
4688 | 68.4
4689 | 68.4
4690 | 68.4
4691 | 68.4
4692 | 68.4
4693 | 68.4
4694 | 68.4
4695 | 68.4
4696 | 68.4
4697 | 68.4
4698 | 68.4
4699 | 68.4
4700 | 68.4
4701 | 68.4
4702 | 68.4
4703 | 68.4
4704 | 68.4
4705 | 64.8
4706 | 64.8
4707 | 64.8
4708 | 64.8
4709 | 64.8
4710 | 64.8
4711 | 64.8
4712 | 64.8
4713 | 64.8
4714 | 64.8
4715 | 64.8
4716 | 64.8
4717 | 64.8
4718 | 64.8
4719 | 64.8
4720 | 64.8
4721 | 64.8
4722 | 64.8
4723 | 64.8
4724 | 64.8
4725 | 64.8
4726 | 64.8
4727 | 64.8
4728 | 64.8
4729 | 61.2
4730 | 61.2
4731 | 61.2
4732 | 61.2
4733 | 61.2
4734 | 61.2
4735 | 61.2
4736 | 61.2
4737 | 61.2
4738 | 61.2
4739 | 61.2
4740 | 61.2
4741 | 61.2
4742 | 61.2
4743 | 61.2
4744 | 61.2
4745 | 61.2
4746 | 61.2
4747 | 61.2
4748 | 61.2
4749 | 61.2
4750 | 61.2
4751 | 61.2
4752 | 61.2
4753 | 54
4754 | 54
4755 | 54
4756 | 54
4757 | 54
4758 | 54
4759 | 54
4760 | 54
4761 | 54
4762 | 54
4763 | 54
4764 | 54
4765 | 54
4766 | 54
4767 | 54
4768 | 54
4769 | 54
4770 | 54
4771 | 54
4772 | 54
4773 | 54
4774 | 54
4775 | 54
4776 | 54
4777 | 50.4
4778 | 50.4
4779 | 50.4
4780 | 50.4
4781 | 50.4
4782 | 50.4
4783 | 50.4
4784 | 50.4
4785 | 50.4
4786 | 50.4
4787 | 50.4
4788 | 50.4
4789 | 50.4
4790 | 50.4
4791 | 50.4
4792 | 50.4
4793 | 50.4
4794 | 50.4
4795 | 50.4
4796 | 50.4
4797 | 50.4
4798 | 50.4
4799 | 50.4
4800 | 50.4
4801 | 46.8
4802 | 46.8
4803 | 46.8
4804 | 46.8
4805 | 46.8
4806 | 46.8
4807 | 46.8
4808 | 46.8
4809 | 46.8
4810 | 46.8
4811 | 46.8
4812 | 46.8
4813 | 46.8
4814 | 46.8
4815 | 46.8
4816 | 46.8
4817 | 46.8
4818 | 46.8
4819 | 46.8
4820 | 46.8
4821 | 46.8
4822 | 46.8
4823 | 46.8
4824 | 46.8
4825 | 39.6
4826 | 39.6
4827 | 39.6
4828 | 39.6
4829 | 39.6
4830 | 39.6
4831 | 39.6
4832 | 39.6
4833 | 39.6
4834 | 39.6
4835 | 39.6
4836 | 39.6
4837 | 39.6
4838 | 39.6
4839 | 39.6
4840 | 39.6
4841 | 39.6
4842 | 39.6
4843 | 39.6
4844 | 39.6
4845 | 39.6
4846 | 39.6
4847 | 39.6
4848 | 39.6
4849 | 36
4850 | 36
4851 | 36
4852 | 36
4853 | 36
4854 | 36
4855 | 36
4856 | 36
4857 | 36
4858 | 36
4859 | 36
4860 | 36
4861 | 36
4862 | 36
4863 | 36
4864 | 36
4865 | 36
4866 | 36
4867 | 36
4868 | 36
4869 | 36
4870 | 36
4871 | 36
4872 | 36
4873 | 28.8
4874 | 28.8
4875 | 28.8
4876 | 28.8
4877 | 28.8
4878 | 28.8
4879 | 28.8
4880 | 28.8
4881 | 28.8
4882 | 28.8
4883 | 28.8
4884 | 28.8
4885 | 28.8
4886 | 28.8
4887 | 28.8
4888 | 28.8
4889 | 28.8
4890 | 28.8
4891 | 28.8
4892 | 28.8
4893 | 28.8
4894 | 28.8
4895 | 28.8
4896 | 28.8
4897 | 43.2
4898 | 43.2
4899 | 43.2
4900 | 43.2
4901 | 43.2
4902 | 43.2
4903 | 43.2
4904 | 43.2
4905 | 43.2
4906 | 43.2
4907 | 43.2
4908 | 43.2
4909 | 43.2
4910 | 43.2
4911 | 43.2
4912 | 43.2
4913 | 43.2
4914 | 43.2
4915 | 43.2
4916 | 43.2
4917 | 43.2
4918 | 43.2
4919 | 43.2
4920 | 43.2
4921 | 46.8
4922 | 46.8
4923 | 46.8
4924 | 46.8
4925 | 46.8
4926 | 46.8
4927 | 46.8
4928 | 46.8
4929 | 46.8
4930 | 46.8
4931 | 46.8
4932 | 46.8
4933 | 46.8
4934 | 46.8
4935 | 46.8
4936 | 46.8
4937 | 46.8
4938 | 46.8
4939 | 46.8
4940 | 46.8
4941 | 46.8
4942 | 46.8
4943 | 46.8
4944 | 46.8
4945 | 36
4946 | 36
4947 | 36
4948 | 36
4949 | 36
4950 | 36
4951 | 36
4952 | 36
4953 | 36
4954 | 36
4955 | 36
4956 | 36
4957 | 36
4958 | 36
4959 | 36
4960 | 36
4961 | 36
4962 | 36
4963 | 36
4964 | 36
4965 | 36
4966 | 36
4967 | 36
4968 | 36
4969 | 46.8
4970 | 46.8
4971 | 46.8
4972 | 46.8
4973 | 46.8
4974 | 46.8
4975 | 46.8
4976 | 46.8
4977 | 46.8
4978 | 46.8
4979 | 46.8
4980 | 46.8
4981 | 46.8
4982 | 46.8
4983 | 46.8
4984 | 46.8
4985 | 46.8
4986 | 46.8
4987 | 46.8
4988 | 46.8
4989 | 46.8
4990 | 46.8
4991 | 46.8
4992 | 46.8
4993 | 108
4994 | 108
4995 | 108
4996 | 108
4997 | 108
4998 | 108
4999 | 108
5000 | 108
5001 | 108
5002 | 108
5003 | 108
5004 | 108
5005 | 108
5006 | 108
5007 | 108
5008 | 108
5009 | 108
5010 | 108
5011 | 108
5012 | 108
5013 | 108
5014 | 108
5015 | 108
5016 | 108
5017 | 111.6
5018 | 111.6
5019 | 111.6
5020 | 111.6
5021 | 111.6
5022 | 111.6
5023 | 111.6
5024 | 111.6
5025 | 111.6
5026 | 111.6
5027 | 111.6
5028 | 111.6
5029 | 111.6
5030 | 111.6
5031 | 111.6
5032 | 111.6
5033 | 111.6
5034 | 111.6
5035 | 111.6
5036 | 111.6
5037 | 111.6
5038 | 111.6
5039 | 111.6
5040 | 111.6
5041 | 97.2
5042 | 97.2
5043 | 97.2
5044 | 97.2
5045 | 97.2
5046 | 97.2
5047 | 97.2
5048 | 97.2
5049 | 97.2
5050 | 97.2
5051 | 97.2
5052 | 97.2
5053 | 97.2
5054 | 97.2
5055 | 97.2
5056 | 97.2
5057 | 97.2
5058 | 97.2
5059 | 97.2
5060 | 97.2
5061 | 97.2
5062 | 97.2
5063 | 97.2
5064 | 97.2
5065 | 82.8
5066 | 82.8
5067 | 82.8
5068 | 82.8
5069 | 82.8
5070 | 82.8
5071 | 82.8
5072 | 82.8
5073 | 82.8
5074 | 82.8
5075 | 82.8
5076 | 82.8
5077 | 82.8
5078 | 82.8
5079 | 82.8
5080 | 82.8
5081 | 82.8
5082 | 82.8
5083 | 82.8
5084 | 82.8
5085 | 82.8
5086 | 82.8
5087 | 82.8
5088 | 82.8
5089 | 93.6
5090 | 93.6
5091 | 93.6
5092 | 93.6
5093 | 93.6
5094 | 93.6
5095 | 93.6
5096 | 93.6
5097 | 93.6
5098 | 93.6
5099 | 93.6
5100 | 93.6
5101 | 93.6
5102 | 93.6
5103 | 93.6
5104 | 93.6
5105 | 93.6
5106 | 93.6
5107 | 93.6
5108 | 93.6
5109 | 93.6
5110 | 93.6
5111 | 93.6
5112 | 93.6
5113 | 100.8
5114 | 100.8
5115 | 100.8
5116 | 100.8
5117 | 100.8
5118 | 100.8
5119 | 100.8
5120 | 100.8
5121 | 100.8
5122 | 100.8
5123 | 100.8
5124 | 100.8
5125 | 100.8
5126 | 100.8
5127 | 100.8
5128 | 100.8
5129 | 100.8
5130 | 100.8
5131 | 100.8
5132 | 100.8
5133 | 100.8
5134 | 100.8
5135 | 100.8
5136 | 100.8
5137 | 82.8
5138 | 82.8
5139 | 82.8
5140 | 82.8
5141 | 82.8
5142 | 82.8
5143 | 82.8
5144 | 82.8
5145 | 82.8
5146 | 82.8
5147 | 82.8
5148 | 82.8
5149 | 82.8
5150 | 82.8
5151 | 82.8
5152 | 82.8
5153 | 82.8
5154 | 82.8
5155 | 82.8
5156 | 82.8
5157 | 82.8
5158 | 82.8
5159 | 82.8
5160 | 82.8
5161 | 82.8
5162 | 82.8
5163 | 82.8
5164 | 82.8
5165 | 82.8
5166 | 82.8
5167 | 82.8
5168 | 82.8
5169 | 82.8
5170 | 82.8
5171 | 82.8
5172 | 82.8
5173 | 82.8
5174 | 82.8
5175 | 82.8
5176 | 82.8
5177 | 82.8
5178 | 82.8
5179 | 82.8
5180 | 82.8
5181 | 82.8
5182 | 82.8
5183 | 82.8
5184 | 82.8
5185 | 82.8
5186 | 82.8
5187 | 82.8
5188 | 82.8
5189 | 82.8
5190 | 82.8
5191 | 82.8
5192 | 82.8
5193 | 82.8
5194 | 82.8
5195 | 82.8
5196 | 82.8
5197 | 82.8
5198 | 82.8
5199 | 82.8
5200 | 82.8
5201 | 82.8
5202 | 82.8
5203 | 82.8
5204 | 82.8
5205 | 82.8
5206 | 82.8
5207 | 82.8
5208 | 82.8
5209 | 82.8
5210 | 82.8
5211 | 82.8
5212 | 82.8
5213 | 82.8
5214 | 82.8
5215 | 82.8
5216 | 82.8
5217 | 82.8
5218 | 82.8
5219 | 82.8
5220 | 82.8
5221 | 82.8
5222 | 82.8
5223 | 82.8
5224 | 82.8
5225 | 82.8
5226 | 82.8
5227 | 82.8
5228 | 82.8
5229 | 82.8
5230 | 82.8
5231 | 82.8
5232 | 82.8
5233 | 82.8
5234 | 82.8
5235 | 82.8
5236 | 82.8
5237 | 82.8
5238 | 82.8
5239 | 82.8
5240 | 82.8
5241 | 82.8
5242 | 82.8
5243 | 82.8
5244 | 82.8
5245 | 82.8
5246 | 82.8
5247 | 82.8
5248 | 82.8
5249 | 82.8
5250 | 82.8
5251 | 82.8
5252 | 82.8
5253 | 82.8
5254 | 82.8
5255 | 82.8
5256 | 82.8
5257 | 82.8
5258 | 82.8
5259 | 82.8
5260 | 82.8
5261 | 82.8
5262 | 82.8
5263 | 82.8
5264 | 82.8
5265 | 82.8
5266 | 82.8
5267 | 82.8
5268 | 82.8
5269 | 82.8
5270 | 82.8
5271 | 82.8
5272 | 82.8
5273 | 82.8
5274 | 82.8
5275 | 82.8
5276 | 82.8
5277 | 82.8
5278 | 82.8
5279 | 82.8
5280 | 82.8
5281 | 75.6
5282 | 75.6
5283 | 75.6
5284 | 75.6
5285 | 75.6
5286 | 75.6
5287 | 75.6
5288 | 75.6
5289 | 75.6
5290 | 75.6
5291 | 75.6
5292 | 75.6
5293 | 75.6
5294 | 75.6
5295 | 75.6
5296 | 75.6
5297 | 75.6
5298 | 75.6
5299 | 75.6
5300 | 75.6
5301 | 75.6
5302 | 75.6
5303 | 75.6
5304 | 75.6
5305 | 46.8
5306 | 46.8
5307 | 46.8
5308 | 46.8
5309 | 46.8
5310 | 46.8
5311 | 46.8
5312 | 46.8
5313 | 46.8
5314 | 46.8
5315 | 46.8
5316 | 46.8
5317 | 46.8
5318 | 46.8
5319 | 46.8
5320 | 46.8
5321 | 46.8
5322 | 46.8
5323 | 46.8
5324 | 46.8
5325 | 46.8
5326 | 46.8
5327 | 46.8
5328 | 46.8
5329 | 46.8
5330 | 46.8
5331 | 46.8
5332 | 46.8
5333 | 46.8
5334 | 46.8
5335 | 46.8
5336 | 46.8
5337 | 46.8
5338 | 46.8
5339 | 46.8
5340 | 46.8
5341 | 46.8
5342 | 46.8
5343 | 46.8
5344 | 46.8
5345 | 46.8
5346 | 46.8
5347 | 46.8
5348 | 46.8
5349 | 46.8
5350 | 46.8
5351 | 46.8
5352 | 46.8
5353 | 46.8
5354 | 46.8
5355 | 46.8
5356 | 46.8
5357 | 46.8
5358 | 46.8
5359 | 46.8
5360 | 46.8
5361 | 46.8
5362 | 46.8
5363 | 46.8
5364 | 46.8
5365 | 46.8
5366 | 46.8
5367 | 46.8
5368 | 46.8
5369 | 46.8
5370 | 46.8
5371 | 46.8
5372 | 46.8
5373 | 46.8
5374 | 46.8
5375 | 46.8
5376 | 46.8
5377 | 46.8
5378 | 46.8
5379 | 46.8
5380 | 46.8
5381 | 46.8
5382 | 46.8
5383 | 46.8
5384 | 46.8
5385 | 46.8
5386 | 46.8
5387 | 46.8
5388 | 46.8
5389 | 46.8
5390 | 46.8
5391 | 46.8
5392 | 46.8
5393 | 46.8
5394 | 46.8
5395 | 46.8
5396 | 46.8
5397 | 46.8
5398 | 46.8
5399 | 46.8
5400 | 46.8
5401 | 46.8
5402 | 46.8
5403 | 46.8
5404 | 46.8
5405 | 46.8
5406 | 46.8
5407 | 46.8
5408 | 46.8
5409 | 46.8
5410 | 46.8
5411 | 46.8
5412 | 46.8
5413 | 46.8
5414 | 46.8
5415 | 46.8
5416 | 46.8
5417 | 46.8
5418 | 46.8
5419 | 46.8
5420 | 46.8
5421 | 46.8
5422 | 46.8
5423 | 46.8
5424 | 46.8
5425 | 50.4
5426 | 50.4
5427 | 50.4
5428 | 50.4
5429 | 50.4
5430 | 50.4
5431 | 50.4
5432 | 50.4
5433 | 50.4
5434 | 50.4
5435 | 50.4
5436 | 50.4
5437 | 50.4
5438 | 50.4
5439 | 50.4
5440 | 50.4
5441 | 50.4
5442 | 50.4
5443 | 50.4
5444 | 50.4
5445 | 50.4
5446 | 50.4
5447 | 50.4
5448 | 50.4
5449 | 61.2
5450 | 61.2
5451 | 61.2
5452 | 61.2
5453 | 61.2
5454 | 61.2
5455 | 61.2
5456 | 61.2
5457 | 61.2
5458 | 61.2
5459 | 61.2
5460 | 61.2
5461 | 61.2
5462 | 61.2
5463 | 61.2
5464 | 61.2
5465 | 61.2
5466 | 61.2
5467 | 61.2
5468 | 61.2
5469 | 61.2
5470 | 61.2
5471 | 61.2
5472 | 61.2
5473 | 86.4
5474 | 86.4
5475 | 86.4
5476 | 86.4
5477 | 86.4
5478 | 86.4
5479 | 86.4
5480 | 86.4
5481 | 86.4
5482 | 86.4
5483 | 86.4
5484 | 86.4
5485 | 86.4
5486 | 86.4
5487 | 86.4
5488 | 86.4
5489 | 86.4
5490 | 86.4
5491 | 86.4
5492 | 86.4
5493 | 86.4
5494 | 86.4
5495 | 86.4
5496 | 86.4
5497 | 68.4
5498 | 68.4
5499 | 68.4
5500 | 68.4
5501 | 68.4
5502 | 68.4
5503 | 68.4
5504 | 68.4
5505 | 68.4
5506 | 68.4
5507 | 68.4
5508 | 68.4
5509 | 68.4
5510 | 68.4
5511 | 68.4
5512 | 68.4
5513 | 68.4
5514 | 68.4
5515 | 68.4
5516 | 68.4
5517 | 68.4
5518 | 68.4
5519 | 68.4
5520 | 68.4
5521 | 57.6
5522 | 57.6
5523 | 57.6
5524 | 57.6
5525 | 57.6
5526 | 57.6
5527 | 57.6
5528 | 57.6
5529 | 57.6
5530 | 57.6
5531 | 57.6
5532 | 57.6
5533 | 57.6
5534 | 57.6
5535 | 57.6
5536 | 57.6
5537 | 57.6
5538 | 57.6
5539 | 57.6
5540 | 57.6
5541 | 57.6
5542 | 57.6
5543 | 57.6
5544 | 57.6
5545 | 795.6
5546 | 795.6
5547 | 795.6
5548 | 795.6
5549 | 795.6
5550 | 795.6
5551 | 795.6
5552 | 795.6
5553 | 795.6
5554 | 795.6
5555 | 795.6
5556 | 795.6
5557 | 795.6
5558 | 795.6
5559 | 795.6
5560 | 795.6
5561 | 795.6
5562 | 795.6
5563 | 795.6
5564 | 795.6
5565 | 795.6
5566 | 795.6
5567 | 795.6
5568 | 795.6
5569 | 694.8
5570 | 694.8
5571 | 694.8
5572 | 694.8
5573 | 694.8
5574 | 694.8
5575 | 694.8
5576 | 694.8
5577 | 694.8
5578 | 694.8
5579 | 694.8
5580 | 694.8
5581 | 694.8
5582 | 694.8
5583 | 694.8
5584 | 694.8
5585 | 694.8
5586 | 694.8
5587 | 694.8
5588 | 694.8
5589 | 694.8
5590 | 694.8
5591 | 694.8
5592 | 694.8
5593 | 356.4
5594 | 356.4
5595 | 356.4
5596 | 356.4
5597 | 356.4
5598 | 356.4
5599 | 356.4
5600 | 356.4
5601 | 356.4
5602 | 356.4
5603 | 356.4
5604 | 356.4
5605 | 356.4
5606 | 356.4
5607 | 356.4
5608 | 356.4
5609 | 356.4
5610 | 356.4
5611 | 356.4
5612 | 356.4
5613 | 356.4
5614 | 356.4
5615 | 356.4
5616 | 356.4
5617 | 270
5618 | 270
5619 | 270
5620 | 270
5621 | 270
5622 | 270
5623 | 270
5624 | 270
5625 | 270
5626 | 270
5627 | 270
5628 | 270
5629 | 270
5630 | 270
5631 | 270
5632 | 270
5633 | 270
5634 | 270
5635 | 270
5636 | 270
5637 | 270
5638 | 270
5639 | 270
5640 | 270
5641 | 262.8
5642 | 262.8
5643 | 262.8
5644 | 262.8
5645 | 262.8
5646 | 262.8
5647 | 262.8
5648 | 262.8
5649 | 262.8
5650 | 262.8
5651 | 262.8
5652 | 262.8
5653 | 262.8
5654 | 262.8
5655 | 262.8
5656 | 262.8
5657 | 262.8
5658 | 262.8
5659 | 262.8
5660 | 262.8
5661 | 262.8
5662 | 262.8
5663 | 262.8
5664 | 262.8
5665 | 270
5666 | 270
5667 | 270
5668 | 270
5669 | 270
5670 | 270
5671 | 270
5672 | 270
5673 | 270
5674 | 270
5675 | 270
5676 | 270
5677 | 270
5678 | 270
5679 | 270
5680 | 270
5681 | 270
5682 | 270
5683 | 270
5684 | 270
5685 | 270
5686 | 270
5687 | 270
5688 | 270
5689 | 273.6
5690 | 273.6
5691 | 273.6
5692 | 273.6
5693 | 273.6
5694 | 273.6
5695 | 273.6
5696 | 273.6
5697 | 273.6
5698 | 273.6
5699 | 273.6
5700 | 273.6
5701 | 273.6
5702 | 273.6
5703 | 273.6
5704 | 273.6
5705 | 273.6
5706 | 273.6
5707 | 273.6
5708 | 273.6
5709 | 273.6
5710 | 273.6
5711 | 273.6
5712 | 273.6
5713 | 277.2
5714 | 277.2
5715 | 277.2
5716 | 277.2
5717 | 277.2
5718 | 277.2
5719 | 277.2
5720 | 277.2
5721 | 277.2
5722 | 277.2
5723 | 277.2
5724 | 277.2
5725 | 277.2
5726 | 277.2
5727 | 277.2
5728 | 277.2
5729 | 277.2
5730 | 277.2
5731 | 277.2
5732 | 277.2
5733 | 277.2
5734 | 277.2
5735 | 277.2
5736 | 277.2
5737 | 280.8
5738 | 280.8
5739 | 280.8
5740 | 280.8
5741 | 280.8
5742 | 280.8
5743 | 280.8
5744 | 280.8
5745 | 280.8
5746 | 280.8
5747 | 280.8
5748 | 280.8
5749 | 280.8
5750 | 280.8
5751 | 280.8
5752 | 280.8
5753 | 280.8
5754 | 280.8
5755 | 280.8
5756 | 280.8
5757 | 280.8
5758 | 280.8
5759 | 280.8
5760 | 280.8
5761 | 288
5762 | 288
5763 | 288
5764 | 288
5765 | 288
5766 | 288
5767 | 288
5768 | 288
5769 | 288
5770 | 288
5771 | 288
5772 | 288
5773 | 288
5774 | 288
5775 | 288
5776 | 288
5777 | 288
5778 | 288
5779 | 288
5780 | 288
5781 | 288
5782 | 288
5783 | 288
5784 | 288
5785 | 342
5786 | 342
5787 | 342
5788 | 342
5789 | 342
5790 | 342
5791 | 342
5792 | 342
5793 | 342
5794 | 342
5795 | 342
5796 | 342
5797 | 342
5798 | 342
5799 | 342
5800 | 342
5801 | 342
5802 | 342
5803 | 342
5804 | 342
5805 | 342
5806 | 342
5807 | 342
5808 | 342
5809 | 360
5810 | 360
5811 | 360
5812 | 360
5813 | 360
5814 | 360
5815 | 360
5816 | 360
5817 | 360
5818 | 360
5819 | 360
5820 | 360
5821 | 360
5822 | 360
5823 | 360
5824 | 360
5825 | 360
5826 | 360
5827 | 360
5828 | 360
5829 | 360
5830 | 360
5831 | 360
5832 | 360
5833 | 338.4
5834 | 338.4
5835 | 338.4
5836 | 338.4
5837 | 338.4
5838 | 338.4
5839 | 338.4
5840 | 338.4
5841 | 338.4
5842 | 338.4
5843 | 338.4
5844 | 338.4
5845 | 338.4
5846 | 338.4
5847 | 338.4
5848 | 338.4
5849 | 338.4
5850 | 338.4
5851 | 338.4
5852 | 338.4
5853 | 338.4
5854 | 338.4
5855 | 338.4
5856 | 338.4
5857 | 316.8
5858 | 316.8
5859 | 316.8
5860 | 316.8
5861 | 316.8
5862 | 316.8
5863 | 316.8
5864 | 316.8
5865 | 316.8
5866 | 316.8
5867 | 316.8
5868 | 316.8
5869 | 316.8
5870 | 316.8
5871 | 316.8
5872 | 316.8
5873 | 316.8
5874 | 316.8
5875 | 316.8
5876 | 316.8
5877 | 316.8
5878 | 316.8
5879 | 316.8
5880 | 316.8
5881 | 313.2
5882 | 313.2
5883 | 313.2
5884 | 313.2
5885 | 313.2
5886 | 313.2
5887 | 313.2
5888 | 313.2
5889 | 313.2
5890 | 313.2
5891 | 313.2
5892 | 313.2
5893 | 313.2
5894 | 313.2
5895 | 313.2
5896 | 313.2
5897 | 313.2
5898 | 313.2
5899 | 313.2
5900 | 313.2
5901 | 313.2
5902 | 313.2
5903 | 313.2
5904 | 313.2
5905 | 270
5906 | 270
5907 | 270
5908 | 270
5909 | 270
5910 | 270
5911 | 270
5912 | 270
5913 | 270
5914 | 270
5915 | 270
5916 | 270
5917 | 270
5918 | 270
5919 | 270
5920 | 270
5921 | 270
5922 | 270
5923 | 270
5924 | 270
5925 | 270
5926 | 270
5927 | 270
5928 | 270
5929 | 208.8
5930 | 208.8
5931 | 208.8
5932 | 208.8
5933 | 208.8
5934 | 208.8
5935 | 208.8
5936 | 208.8
5937 | 208.8
5938 | 208.8
5939 | 208.8
5940 | 208.8
5941 | 208.8
5942 | 208.8
5943 | 208.8
5944 | 208.8
5945 | 208.8
5946 | 208.8
5947 | 208.8
5948 | 208.8
5949 | 208.8
5950 | 208.8
5951 | 208.8
5952 | 208.8
5953 | 183.6
5954 | 183.6
5955 | 183.6
5956 | 183.6
5957 | 183.6
5958 | 183.6
5959 | 183.6
5960 | 183.6
5961 | 183.6
5962 | 183.6
5963 | 183.6
5964 | 183.6
5965 | 183.6
5966 | 183.6
5967 | 183.6
5968 | 183.6
5969 | 183.6
5970 | 183.6
5971 | 183.6
5972 | 183.6
5973 | 183.6
5974 | 183.6
5975 | 183.6
5976 | 183.6
5977 | 158.4
5978 | 158.4
5979 | 158.4
5980 | 158.4
5981 | 158.4
5982 | 158.4
5983 | 158.4
5984 | 158.4
5985 | 158.4
5986 | 158.4
5987 | 158.4
5988 | 158.4
5989 | 158.4
5990 | 158.4
5991 | 158.4
5992 | 158.4
5993 | 158.4
5994 | 158.4
5995 | 158.4
5996 | 158.4
5997 | 158.4
5998 | 158.4
5999 | 158.4
6000 | 158.4
6001 | 129.6
6002 | 129.6
6003 | 129.6
6004 | 129.6
6005 | 129.6
6006 | 129.6
6007 | 129.6
6008 | 129.6
6009 | 129.6
6010 | 129.6
6011 | 129.6
6012 | 129.6
6013 | 129.6
6014 | 129.6
6015 | 129.6
6016 | 129.6
6017 | 129.6
6018 | 129.6
6019 | 129.6
6020 | 129.6
6021 | 129.6
6022 | 129.6
6023 | 129.6
6024 | 129.6
6025 | 122.4
6026 | 122.4
6027 | 122.4
6028 | 122.4
6029 | 122.4
6030 | 122.4
6031 | 122.4
6032 | 122.4
6033 | 122.4
6034 | 122.4
6035 | 122.4
6036 | 122.4
6037 | 122.4
6038 | 122.4
6039 | 122.4
6040 | 122.4
6041 | 122.4
6042 | 122.4
6043 | 122.4
6044 | 122.4
6045 | 122.4
6046 | 122.4
6047 | 122.4
6048 | 122.4
6049 | 108
6050 | 108
6051 | 108
6052 | 108
6053 | 108
6054 | 108
6055 | 108
6056 | 108
6057 | 108
6058 | 108
6059 | 108
6060 | 108
6061 | 108
6062 | 108
6063 | 108
6064 | 108
6065 | 108
6066 | 108
6067 | 108
6068 | 108
6069 | 108
6070 | 108
6071 | 108
6072 | 108
6073 | 86.4
6074 | 86.4
6075 | 86.4
6076 | 86.4
6077 | 86.4
6078 | 86.4
6079 | 86.4
6080 | 86.4
6081 | 86.4
6082 | 86.4
6083 | 86.4
6084 | 86.4
6085 | 86.4
6086 | 86.4
6087 | 86.4
6088 | 86.4
6089 | 86.4
6090 | 86.4
6091 | 86.4
6092 | 86.4
6093 | 86.4
6094 | 86.4
6095 | 86.4
6096 | 86.4
6097 | 86.4
6098 | 86.4
6099 | 86.4
6100 | 86.4
6101 | 86.4
6102 | 86.4
6103 | 86.4
6104 | 86.4
6105 | 86.4
6106 | 86.4
6107 | 86.4
6108 | 86.4
6109 | 86.4
6110 | 86.4
6111 | 86.4
6112 | 86.4
6113 | 86.4
6114 | 86.4
6115 | 86.4
6116 | 86.4
6117 | 86.4
6118 | 86.4
6119 | 86.4
6120 | 86.4
6121 | 64.8
6122 | 64.8
6123 | 64.8
6124 | 64.8
6125 | 64.8
6126 | 64.8
6127 | 64.8
6128 | 64.8
6129 | 64.8
6130 | 64.8
6131 | 64.8
6132 | 64.8
6133 | 64.8
6134 | 64.8
6135 | 64.8
6136 | 64.8
6137 | 64.8
6138 | 64.8
6139 | 64.8
6140 | 64.8
6141 | 64.8
6142 | 64.8
6143 | 64.8
6144 | 64.8
6145 | 82.8
6146 | 82.8
6147 | 82.8
6148 | 82.8
6149 | 82.8
6150 | 82.8
6151 | 82.8
6152 | 82.8
6153 | 82.8
6154 | 82.8
6155 | 82.8
6156 | 82.8
6157 | 82.8
6158 | 82.8
6159 | 82.8
6160 | 82.8
6161 | 82.8
6162 | 82.8
6163 | 82.8
6164 | 82.8
6165 | 82.8
6166 | 82.8
6167 | 82.8
6168 | 82.8
6169 | 252
6170 | 252
6171 | 252
6172 | 252
6173 | 252
6174 | 252
6175 | 252
6176 | 252
6177 | 252
6178 | 252
6179 | 252
6180 | 252
6181 | 252
6182 | 252
6183 | 252
6184 | 252
6185 | 252
6186 | 252
6187 | 252
6188 | 252
6189 | 252
6190 | 252
6191 | 252
6192 | 252
6193 | 194.4
6194 | 194.4
6195 | 194.4
6196 | 194.4
6197 | 194.4
6198 | 194.4
6199 | 194.4
6200 | 194.4
6201 | 194.4
6202 | 194.4
6203 | 194.4
6204 | 194.4
6205 | 194.4
6206 | 194.4
6207 | 194.4
6208 | 194.4
6209 | 194.4
6210 | 194.4
6211 | 194.4
6212 | 194.4
6213 | 194.4
6214 | 194.4
6215 | 194.4
6216 | 194.4
6217 | 122.4
6218 | 122.4
6219 | 122.4
6220 | 122.4
6221 | 122.4
6222 | 122.4
6223 | 122.4
6224 | 122.4
6225 | 122.4
6226 | 122.4
6227 | 122.4
6228 | 122.4
6229 | 122.4
6230 | 122.4
6231 | 122.4
6232 | 122.4
6233 | 122.4
6234 | 122.4
6235 | 122.4
6236 | 122.4
6237 | 122.4
6238 | 122.4
6239 | 122.4
6240 | 122.4
6241 | 93.6
6242 | 93.6
6243 | 93.6
6244 | 93.6
6245 | 93.6
6246 | 93.6
6247 | 93.6
6248 | 93.6
6249 | 93.6
6250 | 93.6
6251 | 93.6
6252 | 93.6
6253 | 93.6
6254 | 93.6
6255 | 93.6
6256 | 93.6
6257 | 93.6
6258 | 93.6
6259 | 93.6
6260 | 93.6
6261 | 93.6
6262 | 93.6
6263 | 93.6
6264 | 93.6
6265 | 90
6266 | 90
6267 | 90
6268 | 90
6269 | 90
6270 | 90
6271 | 90
6272 | 90
6273 | 90
6274 | 90
6275 | 90
6276 | 90
6277 | 90
6278 | 90
6279 | 90
6280 | 90
6281 | 90
6282 | 90
6283 | 90
6284 | 90
6285 | 90
6286 | 90
6287 | 90
6288 | 90
6289 | 86.4
6290 | 86.4
6291 | 86.4
6292 | 86.4
6293 | 86.4
6294 | 86.4
6295 | 86.4
6296 | 86.4
6297 | 86.4
6298 | 86.4
6299 | 86.4
6300 | 86.4
6301 | 86.4
6302 | 86.4
6303 | 86.4
6304 | 86.4
6305 | 86.4
6306 | 86.4
6307 | 86.4
6308 | 86.4
6309 | 86.4
6310 | 86.4
6311 | 86.4
6312 | 86.4
6313 | 79.2
6314 | 79.2
6315 | 79.2
6316 | 79.2
6317 | 79.2
6318 | 79.2
6319 | 79.2
6320 | 79.2
6321 | 79.2
6322 | 79.2
6323 | 79.2
6324 | 79.2
6325 | 79.2
6326 | 79.2
6327 | 79.2
6328 | 79.2
6329 | 79.2
6330 | 79.2
6331 | 79.2
6332 | 79.2
6333 | 79.2
6334 | 79.2
6335 | 79.2
6336 | 79.2
6337 | 75.6
6338 | 75.6
6339 | 75.6
6340 | 75.6
6341 | 75.6
6342 | 75.6
6343 | 75.6
6344 | 75.6
6345 | 75.6
6346 | 75.6
6347 | 75.6
6348 | 75.6
6349 | 75.6
6350 | 75.6
6351 | 75.6
6352 | 75.6
6353 | 75.6
6354 | 75.6
6355 | 75.6
6356 | 75.6
6357 | 75.6
6358 | 75.6
6359 | 75.6
6360 | 75.6
6361 | 68.4
6362 | 68.4
6363 | 68.4
6364 | 68.4
6365 | 68.4
6366 | 68.4
6367 | 68.4
6368 | 68.4
6369 | 68.4
6370 | 68.4
6371 | 68.4
6372 | 68.4
6373 | 68.4
6374 | 68.4
6375 | 68.4
6376 | 68.4
6377 | 68.4
6378 | 68.4
6379 | 68.4
6380 | 68.4
6381 | 68.4
6382 | 68.4
6383 | 68.4
6384 | 68.4
6385 | 64.8
6386 | 64.8
6387 | 64.8
6388 | 64.8
6389 | 64.8
6390 | 64.8
6391 | 64.8
6392 | 64.8
6393 | 64.8
6394 | 64.8
6395 | 64.8
6396 | 64.8
6397 | 64.8
6398 | 64.8
6399 | 64.8
6400 | 64.8
6401 | 64.8
6402 | 64.8
6403 | 64.8
6404 | 64.8
6405 | 64.8
6406 | 64.8
6407 | 64.8
6408 | 64.8
6409 | 61.2
6410 | 61.2
6411 | 61.2
6412 | 61.2
6413 | 61.2
6414 | 61.2
6415 | 61.2
6416 | 61.2
6417 | 61.2
6418 | 61.2
6419 | 61.2
6420 | 61.2
6421 | 61.2
6422 | 61.2
6423 | 61.2
6424 | 61.2
6425 | 61.2
6426 | 61.2
6427 | 61.2
6428 | 61.2
6429 | 61.2
6430 | 61.2
6431 | 61.2
6432 | 61.2
6433 | 54
6434 | 54
6435 | 54
6436 | 54
6437 | 54
6438 | 54
6439 | 54
6440 | 54
6441 | 54
6442 | 54
6443 | 54
6444 | 54
6445 | 54
6446 | 54
6447 | 54
6448 | 54
6449 | 54
6450 | 54
6451 | 54
6452 | 54
6453 | 54
6454 | 54
6455 | 54
6456 | 54
6457 | 50.4
6458 | 50.4
6459 | 50.4
6460 | 50.4
6461 | 50.4
6462 | 50.4
6463 | 50.4
6464 | 50.4
6465 | 50.4
6466 | 50.4
6467 | 50.4
6468 | 50.4
6469 | 50.4
6470 | 50.4
6471 | 50.4
6472 | 50.4
6473 | 50.4
6474 | 50.4
6475 | 50.4
6476 | 50.4
6477 | 50.4
6478 | 50.4
6479 | 50.4
6480 | 50.4
6481 | 46.8
6482 | 46.8
6483 | 46.8
6484 | 46.8
6485 | 46.8
6486 | 46.8
6487 | 46.8
6488 | 46.8
6489 | 46.8
6490 | 46.8
6491 | 46.8
6492 | 46.8
6493 | 46.8
6494 | 46.8
6495 | 46.8
6496 | 46.8
6497 | 46.8
6498 | 46.8
6499 | 46.8
6500 | 46.8
6501 | 46.8
6502 | 46.8
6503 | 46.8
6504 | 46.8
6505 | 46.8
6506 | 46.8
6507 | 46.8
6508 | 46.8
6509 | 46.8
6510 | 46.8
6511 | 46.8
6512 | 46.8
6513 | 46.8
6514 | 46.8
6515 | 46.8
6516 | 46.8
6517 | 46.8
6518 | 46.8
6519 | 46.8
6520 | 46.8
6521 | 46.8
6522 | 46.8
6523 | 46.8
6524 | 46.8
6525 | 46.8
6526 | 46.8
6527 | 46.8
6528 | 46.8
6529 | 46.8
6530 | 46.8
6531 | 46.8
6532 | 46.8
6533 | 46.8
6534 | 46.8
6535 | 46.8
6536 | 46.8
6537 | 46.8
6538 | 46.8
6539 | 46.8
6540 | 46.8
6541 | 46.8
6542 | 46.8
6543 | 46.8
6544 | 46.8
6545 | 46.8
6546 | 46.8
6547 | 46.8
6548 | 46.8
6549 | 46.8
6550 | 46.8
6551 | 46.8
6552 | 46.8
6553 | 46.8
6554 | 46.8
6555 | 46.8
6556 | 46.8
6557 | 46.8
6558 | 46.8
6559 | 46.8
6560 | 46.8
6561 | 46.8
6562 | 46.8
6563 | 46.8
6564 | 46.8
6565 | 46.8
6566 | 46.8
6567 | 46.8
6568 | 46.8
6569 | 46.8
6570 | 46.8
6571 | 46.8
6572 | 46.8
6573 | 46.8
6574 | 46.8
6575 | 46.8
6576 | 46.8
6577 | 46.8
6578 | 46.8
6579 | 46.8
6580 | 46.8
6581 | 46.8
6582 | 46.8
6583 | 46.8
6584 | 46.8
6585 | 46.8
6586 | 46.8
6587 | 46.8
6588 | 46.8
6589 | 46.8
6590 | 46.8
6591 | 46.8
6592 | 46.8
6593 | 46.8
6594 | 46.8
6595 | 46.8
6596 | 46.8
6597 | 46.8
6598 | 46.8
6599 | 46.8
6600 | 46.8
6601 | 46.8
6602 | 46.8
6603 | 46.8
6604 | 46.8
6605 | 46.8
6606 | 46.8
6607 | 46.8
6608 | 46.8
6609 | 46.8
6610 | 46.8
6611 | 46.8
6612 | 46.8
6613 | 46.8
6614 | 46.8
6615 | 46.8
6616 | 46.8
6617 | 46.8
6618 | 46.8
6619 | 46.8
6620 | 46.8
6621 | 46.8
6622 | 46.8
6623 | 46.8
6624 | 46.8
6625 | 46.8
6626 | 46.8
6627 | 46.8
6628 | 46.8
6629 | 46.8
6630 | 46.8
6631 | 46.8
6632 | 46.8
6633 | 46.8
6634 | 46.8
6635 | 46.8
6636 | 46.8
6637 | 46.8
6638 | 46.8
6639 | 46.8
6640 | 46.8
6641 | 46.8
6642 | 46.8
6643 | 46.8
6644 | 46.8
6645 | 46.8
6646 | 46.8
6647 | 46.8
6648 | 46.8
6649 | 46.8
6650 | 46.8
6651 | 46.8
6652 | 46.8
6653 | 46.8
6654 | 46.8
6655 | 46.8
6656 | 46.8
6657 | 46.8
6658 | 46.8
6659 | 46.8
6660 | 46.8
6661 | 46.8
6662 | 46.8
6663 | 46.8
6664 | 46.8
6665 | 46.8
6666 | 46.8
6667 | 46.8
6668 | 46.8
6669 | 46.8
6670 | 46.8
6671 | 46.8
6672 | 46.8
6673 | 46.8
6674 | 46.8
6675 | 46.8
6676 | 46.8
6677 | 46.8
6678 | 46.8
6679 | 46.8
6680 | 46.8
6681 | 46.8
6682 | 46.8
6683 | 46.8
6684 | 46.8
6685 | 46.8
6686 | 46.8
6687 | 46.8
6688 | 46.8
6689 | 46.8
6690 | 46.8
6691 | 46.8
6692 | 46.8
6693 | 46.8
6694 | 46.8
6695 | 46.8
6696 | 46.8
6697 | 46.8
6698 | 46.8
6699 | 46.8
6700 | 46.8
6701 | 46.8
6702 | 46.8
6703 | 46.8
6704 | 46.8
6705 | 46.8
6706 | 46.8
6707 | 46.8
6708 | 46.8
6709 | 46.8
6710 | 46.8
6711 | 46.8
6712 | 46.8
6713 | 46.8
6714 | 46.8
6715 | 46.8
6716 | 46.8
6717 | 46.8
6718 | 46.8
6719 | 46.8
6720 | 46.8
6721 | 46.8
6722 | 46.8
6723 | 46.8
6724 | 46.8
6725 | 46.8
6726 | 46.8
6727 | 46.8
6728 | 46.8
6729 | 46.8
6730 | 46.8
6731 | 46.8
6732 | 46.8
6733 | 46.8
6734 | 46.8
6735 | 46.8
6736 | 46.8
6737 | 46.8
6738 | 46.8
6739 | 46.8
6740 | 46.8
6741 | 46.8
6742 | 46.8
6743 | 46.8
6744 | 46.8
6745 | 46.8
6746 | 46.8
6747 | 46.8
6748 | 46.8
6749 | 46.8
6750 | 46.8
6751 | 46.8
6752 | 46.8
6753 | 46.8
6754 | 46.8
6755 | 46.8
6756 | 46.8
6757 | 46.8
6758 | 46.8
6759 | 46.8
6760 | 46.8
6761 | 46.8
6762 | 46.8
6763 | 46.8
6764 | 46.8
6765 | 46.8
6766 | 46.8
6767 | 46.8
6768 | 46.8
6769 | 46.8
6770 | 46.8
6771 | 46.8
6772 | 46.8
6773 | 46.8
6774 | 46.8
6775 | 46.8
6776 | 46.8
6777 | 46.8
6778 | 46.8
6779 | 46.8
6780 | 46.8
6781 | 46.8
6782 | 46.8
6783 | 46.8
6784 | 46.8
6785 | 46.8
6786 | 46.8
6787 | 46.8
6788 | 46.8
6789 | 46.8
6790 | 46.8
6791 | 46.8
6792 | 46.8
6793 | 46.8
6794 | 46.8
6795 | 46.8
6796 | 46.8
6797 | 46.8
6798 | 46.8
6799 | 46.8
6800 | 46.8
6801 | 46.8
6802 | 46.8
6803 | 46.8
6804 | 46.8
6805 | 46.8
6806 | 46.8
6807 | 46.8
6808 | 46.8
6809 | 46.8
6810 | 46.8
6811 | 46.8
6812 | 46.8
6813 | 46.8
6814 | 46.8
6815 | 46.8
6816 | 46.8
6817 | 43.2
6818 | 43.2
6819 | 43.2
6820 | 43.2
6821 | 43.2
6822 | 43.2
6823 | 43.2
6824 | 43.2
6825 | 43.2
6826 | 43.2
6827 | 43.2
6828 | 43.2
6829 | 43.2
6830 | 43.2
6831 | 43.2
6832 | 43.2
6833 | 43.2
6834 | 43.2
6835 | 43.2
6836 | 43.2
6837 | 43.2
6838 | 43.2
6839 | 43.2
6840 | 43.2
6841 | 36
6842 | 36
6843 | 36
6844 | 36
6845 | 36
6846 | 36
6847 | 36
6848 | 36
6849 | 36
6850 | 36
6851 | 36
6852 | 36
6853 | 36
6854 | 36
6855 | 36
6856 | 36
6857 | 36
6858 | 36
6859 | 36
6860 | 36
6861 | 36
6862 | 36
6863 | 36
6864 | 36
6865 | 28.8
6866 | 28.8
6867 | 28.8
6868 | 28.8
6869 | 28.8
6870 | 28.8
6871 | 28.8
6872 | 28.8
6873 | 28.8
6874 | 28.8
6875 | 28.8
6876 | 28.8
6877 | 28.8
6878 | 28.8
6879 | 28.8
6880 | 28.8
6881 | 28.8
6882 | 28.8
6883 | 28.8
6884 | 28.8
6885 | 28.8
6886 | 28.8
6887 | 28.8
6888 | 28.8
6889 | 140.4
6890 | 140.4
6891 | 140.4
6892 | 140.4
6893 | 140.4
6894 | 140.4
6895 | 140.4
6896 | 140.4
6897 | 140.4
6898 | 140.4
6899 | 140.4
6900 | 140.4
6901 | 140.4
6902 | 140.4
6903 | 140.4
6904 | 140.4
6905 | 140.4
6906 | 140.4
6907 | 140.4
6908 | 140.4
6909 | 140.4
6910 | 140.4
6911 | 140.4
6912 | 140.4
6913 | 1335.6
6914 | 1335.6
6915 | 1335.6
6916 | 1335.6
6917 | 1335.6
6918 | 1335.6
6919 | 1335.6
6920 | 1335.6
6921 | 1335.6
6922 | 1335.6
6923 | 1335.6
6924 | 1335.6
6925 | 1335.6
6926 | 1335.6
6927 | 1335.6
6928 | 1335.6
6929 | 1335.6
6930 | 1335.6
6931 | 1335.6
6932 | 1335.6
6933 | 1335.6
6934 | 1335.6
6935 | 1335.6
6936 | 1335.6
6937 | 500.4
6938 | 500.4
6939 | 500.4
6940 | 500.4
6941 | 500.4
6942 | 500.4
6943 | 500.4
6944 | 500.4
6945 | 500.4
6946 | 500.4
6947 | 500.4
6948 | 500.4
6949 | 500.4
6950 | 500.4
6951 | 500.4
6952 | 500.4
6953 | 500.4
6954 | 500.4
6955 | 500.4
6956 | 500.4
6957 | 500.4
6958 | 500.4
6959 | 500.4
6960 | 500.4
6961 | 223.2
6962 | 223.2
6963 | 223.2
6964 | 223.2
6965 | 223.2
6966 | 223.2
6967 | 223.2
6968 | 223.2
6969 | 223.2
6970 | 223.2
6971 | 223.2
6972 | 223.2
6973 | 223.2
6974 | 223.2
6975 | 223.2
6976 | 223.2
6977 | 223.2
6978 | 223.2
6979 | 223.2
6980 | 223.2
6981 | 223.2
6982 | 223.2
6983 | 223.2
6984 | 223.2
6985 | 208.8
6986 | 208.8
6987 | 208.8
6988 | 208.8
6989 | 208.8
6990 | 208.8
6991 | 208.8
6992 | 208.8
6993 | 208.8
6994 | 208.8
6995 | 208.8
6996 | 208.8
6997 | 208.8
6998 | 208.8
6999 | 208.8
7000 | 208.8
7001 | 208.8
7002 | 208.8
7003 | 208.8
7004 | 208.8
7005 | 208.8
7006 | 208.8
7007 | 208.8
7008 | 208.8
7009 | 190.8
7010 | 190.8
7011 | 190.8
7012 | 190.8
7013 | 190.8
7014 | 190.8
7015 | 190.8
7016 | 190.8
7017 | 190.8
7018 | 190.8
7019 | 190.8
7020 | 190.8
7021 | 190.8
7022 | 190.8
7023 | 190.8
7024 | 190.8
7025 | 190.8
7026 | 190.8
7027 | 190.8
7028 | 190.8
7029 | 190.8
7030 | 190.8
7031 | 190.8
7032 | 190.8
7033 | 133.2
7034 | 133.2
7035 | 133.2
7036 | 133.2
7037 | 133.2
7038 | 133.2
7039 | 133.2
7040 | 133.2
7041 | 133.2
7042 | 133.2
7043 | 133.2
7044 | 133.2
7045 | 133.2
7046 | 133.2
7047 | 133.2
7048 | 133.2
7049 | 133.2
7050 | 133.2
7051 | 133.2
7052 | 133.2
7053 | 133.2
7054 | 133.2
7055 | 133.2
7056 | 133.2
7057 | 100.8
7058 | 100.8
7059 | 100.8
7060 | 100.8
7061 | 100.8
7062 | 100.8
7063 | 100.8
7064 | 100.8
7065 | 100.8
7066 | 100.8
7067 | 100.8
7068 | 100.8
7069 | 100.8
7070 | 100.8
7071 | 100.8
7072 | 100.8
7073 | 100.8
7074 | 100.8
7075 | 100.8
7076 | 100.8
7077 | 100.8
7078 | 100.8
7079 | 100.8
7080 | 100.8
7081 | 194.4
7082 | 194.4
7083 | 194.4
7084 | 194.4
7085 | 194.4
7086 | 194.4
7087 | 194.4
7088 | 194.4
7089 | 194.4
7090 | 194.4
7091 | 194.4
7092 | 194.4
7093 | 194.4
7094 | 194.4
7095 | 194.4
7096 | 194.4
7097 | 194.4
7098 | 194.4
7099 | 194.4
7100 | 194.4
7101 | 194.4
7102 | 194.4
7103 | 194.4
7104 | 194.4
7105 | 277.2
7106 | 277.2
7107 | 277.2
7108 | 277.2
7109 | 277.2
7110 | 277.2
7111 | 277.2
7112 | 277.2
7113 | 277.2
7114 | 277.2
7115 | 277.2
7116 | 277.2
7117 | 277.2
7118 | 277.2
7119 | 277.2
7120 | 277.2
7121 | 277.2
7122 | 277.2
7123 | 277.2
7124 | 277.2
7125 | 277.2
7126 | 277.2
7127 | 277.2
7128 | 277.2
7129 | 273.6
7130 | 273.6
7131 | 273.6
7132 | 273.6
7133 | 273.6
7134 | 273.6
7135 | 273.6
7136 | 273.6
7137 | 273.6
7138 | 273.6
7139 | 273.6
7140 | 273.6
7141 | 273.6
7142 | 273.6
7143 | 273.6
7144 | 273.6
7145 | 273.6
7146 | 273.6
7147 | 273.6
7148 | 273.6
7149 | 273.6
7150 | 273.6
7151 | 273.6
7152 | 273.6
7153 | 313.2
7154 | 313.2
7155 | 313.2
7156 | 313.2
7157 | 313.2
7158 | 313.2
7159 | 313.2
7160 | 313.2
7161 | 313.2
7162 | 313.2
7163 | 313.2
7164 | 313.2
7165 | 313.2
7166 | 313.2
7167 | 313.2
7168 | 313.2
7169 | 313.2
7170 | 313.2
7171 | 313.2
7172 | 313.2
7173 | 313.2
7174 | 313.2
7175 | 313.2
7176 | 313.2
7177 | 313.2
7178 | 313.2
7179 | 313.2
7180 | 313.2
7181 | 313.2
7182 | 313.2
7183 | 313.2
7184 | 313.2
7185 | 313.2
7186 | 313.2
7187 | 313.2
7188 | 313.2
7189 | 313.2
7190 | 313.2
7191 | 313.2
7192 | 313.2
7193 | 313.2
7194 | 313.2
7195 | 313.2
7196 | 313.2
7197 | 313.2
7198 | 313.2
7199 | 313.2
7200 | 313.2
7201 | 306
7202 | 306
7203 | 306
7204 | 306
7205 | 306
7206 | 306
7207 | 306
7208 | 306
7209 | 306
7210 | 306
7211 | 306
7212 | 306
7213 | 306
7214 | 306
7215 | 306
7216 | 306
7217 | 306
7218 | 306
7219 | 306
7220 | 306
7221 | 306
7222 | 306
7223 | 306
7224 | 306
7225 | 302.4
7226 | 302.4
7227 | 302.4
7228 | 302.4
7229 | 302.4
7230 | 302.4
7231 | 302.4
7232 | 302.4
7233 | 302.4
7234 | 302.4
7235 | 302.4
7236 | 302.4
7237 | 302.4
7238 | 302.4
7239 | 302.4
7240 | 302.4
7241 | 302.4
7242 | 302.4
7243 | 302.4
7244 | 302.4
7245 | 302.4
7246 | 302.4
7247 | 302.4
7248 | 302.4
7249 | 259.2
7250 | 259.2
7251 | 259.2
7252 | 259.2
7253 | 259.2
7254 | 259.2
7255 | 259.2
7256 | 259.2
7257 | 259.2
7258 | 259.2
7259 | 259.2
7260 | 259.2
7261 | 259.2
7262 | 259.2
7263 | 259.2
7264 | 259.2
7265 | 259.2
7266 | 259.2
7267 | 259.2
7268 | 259.2
7269 | 259.2
7270 | 259.2
7271 | 259.2
7272 | 259.2
7273 | 205.2
7274 | 205.2
7275 | 205.2
7276 | 205.2
7277 | 205.2
7278 | 205.2
7279 | 205.2
7280 | 205.2
7281 | 205.2
7282 | 205.2
7283 | 205.2
7284 | 205.2
7285 | 205.2
7286 | 205.2
7287 | 205.2
7288 | 205.2
7289 | 205.2
7290 | 205.2
7291 | 205.2
7292 | 205.2
7293 | 205.2
7294 | 205.2
7295 | 205.2
7296 | 205.2
7297 | 208.8
7298 | 208.8
7299 | 208.8
7300 | 208.8
7301 | 208.8
7302 | 208.8
7303 | 208.8
7304 | 208.8
7305 | 208.8
7306 | 208.8
7307 | 208.8
7308 | 208.8
7309 | 208.8
7310 | 208.8
7311 | 208.8
7312 | 208.8
7313 | 208.8
7314 | 208.8
7315 | 208.8
7316 | 208.8
7317 | 208.8
7318 | 208.8
7319 | 208.8
7320 | 208.8
7321 | 244.8
7322 | 244.8
7323 | 244.8
7324 | 244.8
7325 | 244.8
7326 | 244.8
7327 | 244.8
7328 | 244.8
7329 | 244.8
7330 | 244.8
7331 | 244.8
7332 | 244.8
7333 | 244.8
7334 | 244.8
7335 | 244.8
7336 | 244.8
7337 | 244.8
7338 | 244.8
7339 | 244.8
7340 | 244.8
7341 | 244.8
7342 | 244.8
7343 | 244.8
7344 | 244.8
7345 | 316.8
7346 | 316.8
7347 | 316.8
7348 | 316.8
7349 | 316.8
7350 | 316.8
7351 | 316.8
7352 | 316.8
7353 | 316.8
7354 | 316.8
7355 | 316.8
7356 | 316.8
7357 | 316.8
7358 | 316.8
7359 | 316.8
7360 | 316.8
7361 | 316.8
7362 | 316.8
7363 | 316.8
7364 | 316.8
7365 | 316.8
7366 | 316.8
7367 | 316.8
7368 | 316.8
7369 | 201.6
7370 | 201.6
7371 | 201.6
7372 | 201.6
7373 | 201.6
7374 | 201.6
7375 | 201.6
7376 | 201.6
7377 | 201.6
7378 | 201.6
7379 | 201.6
7380 | 201.6
7381 | 201.6
7382 | 201.6
7383 | 201.6
7384 | 201.6
7385 | 201.6
7386 | 201.6
7387 | 201.6
7388 | 201.6
7389 | 201.6
7390 | 201.6
7391 | 201.6
7392 | 201.6
7393 | 118.8
7394 | 118.8
7395 | 118.8
7396 | 118.8
7397 | 118.8
7398 | 118.8
7399 | 118.8
7400 | 118.8
7401 | 118.8
7402 | 118.8
7403 | 118.8
7404 | 118.8
7405 | 118.8
7406 | 118.8
7407 | 118.8
7408 | 118.8
7409 | 118.8
7410 | 118.8
7411 | 118.8
7412 | 118.8
7413 | 118.8
7414 | 118.8
7415 | 118.8
7416 | 118.8
7417 | 93.6
7418 | 93.6
7419 | 93.6
7420 | 93.6
7421 | 93.6
7422 | 93.6
7423 | 93.6
7424 | 93.6
7425 | 93.6
7426 | 93.6
7427 | 93.6
7428 | 93.6
7429 | 93.6
7430 | 93.6
7431 | 93.6
7432 | 93.6
7433 | 93.6
7434 | 93.6
7435 | 93.6
7436 | 93.6
7437 | 93.6
7438 | 93.6
7439 | 93.6
7440 | 93.6
7441 | 122.4
7442 | 122.4
7443 | 122.4
7444 | 122.4
7445 | 122.4
7446 | 122.4
7447 | 122.4
7448 | 122.4
7449 | 122.4
7450 | 122.4
7451 | 122.4
7452 | 122.4
7453 | 122.4
7454 | 122.4
7455 | 122.4
7456 | 122.4
7457 | 122.4
7458 | 122.4
7459 | 122.4
7460 | 122.4
7461 | 122.4
7462 | 122.4
7463 | 122.4
7464 | 122.4
7465 | 158.4
7466 | 158.4
7467 | 158.4
7468 | 158.4
7469 | 158.4
7470 | 158.4
7471 | 158.4
7472 | 158.4
7473 | 158.4
7474 | 158.4
7475 | 158.4
7476 | 158.4
7477 | 158.4
7478 | 158.4
7479 | 158.4
7480 | 158.4
7481 | 158.4
7482 | 158.4
7483 | 158.4
7484 | 158.4
7485 | 158.4
7486 | 158.4
7487 | 158.4
7488 | 158.4
7489 | 151.2
7490 | 151.2
7491 | 151.2
7492 | 151.2
7493 | 151.2
7494 | 151.2
7495 | 151.2
7496 | 151.2
7497 | 151.2
7498 | 151.2
7499 | 151.2
7500 | 151.2
7501 | 151.2
7502 | 151.2
7503 | 151.2
7504 | 151.2
7505 | 151.2
7506 | 151.2
7507 | 151.2
7508 | 151.2
7509 | 151.2
7510 | 151.2
7511 | 151.2
7512 | 151.2
7513 | 97.2
7514 | 97.2
7515 | 97.2
7516 | 97.2
7517 | 97.2
7518 | 97.2
7519 | 97.2
7520 | 97.2
7521 | 97.2
7522 | 97.2
7523 | 97.2
7524 | 97.2
7525 | 97.2
7526 | 97.2
7527 | 97.2
7528 | 97.2
7529 | 97.2
7530 | 97.2
7531 | 97.2
7532 | 97.2
7533 | 97.2
7534 | 97.2
7535 | 97.2
7536 | 97.2
7537 | 122.4
7538 | 122.4
7539 | 122.4
7540 | 122.4
7541 | 122.4
7542 | 122.4
7543 | 122.4
7544 | 122.4
7545 | 122.4
7546 | 122.4
7547 | 122.4
7548 | 122.4
7549 | 122.4
7550 | 122.4
7551 | 122.4
7552 | 122.4
7553 | 122.4
7554 | 122.4
7555 | 122.4
7556 | 122.4
7557 | 122.4
7558 | 122.4
7559 | 122.4
7560 | 122.4
7561 | 111.6
7562 | 111.6
7563 | 111.6
7564 | 111.6
7565 | 111.6
7566 | 111.6
7567 | 111.6
7568 | 111.6
7569 | 111.6
7570 | 111.6
7571 | 111.6
7572 | 111.6
7573 | 111.6
7574 | 111.6
7575 | 111.6
7576 | 111.6
7577 | 111.6
7578 | 111.6
7579 | 111.6
7580 | 111.6
7581 | 111.6
7582 | 111.6
7583 | 111.6
7584 | 111.6
7585 | 118.8
7586 | 118.8
7587 | 118.8
7588 | 118.8
7589 | 118.8
7590 | 118.8
7591 | 118.8
7592 | 118.8
7593 | 118.8
7594 | 118.8
7595 | 118.8
7596 | 118.8
7597 | 118.8
7598 | 118.8
7599 | 118.8
7600 | 118.8
7601 | 118.8
7602 | 118.8
7603 | 118.8
7604 | 118.8
7605 | 118.8
7606 | 118.8
7607 | 118.8
7608 | 118.8
7609 | 194.4
7610 | 194.4
7611 | 194.4
7612 | 194.4
7613 | 194.4
7614 | 194.4
7615 | 194.4
7616 | 194.4
7617 | 194.4
7618 | 194.4
7619 | 194.4
7620 | 194.4
7621 | 194.4
7622 | 194.4
7623 | 194.4
7624 | 194.4
7625 | 194.4
7626 | 194.4
7627 | 194.4
7628 | 194.4
7629 | 194.4
7630 | 194.4
7631 | 194.4
7632 | 194.4
7633 | 180
7634 | 180
7635 | 180
7636 | 180
7637 | 180
7638 | 180
7639 | 180
7640 | 180
7641 | 180
7642 | 180
7643 | 180
7644 | 180
7645 | 180
7646 | 180
7647 | 180
7648 | 180
7649 | 180
7650 | 180
7651 | 180
7652 | 180
7653 | 180
7654 | 180
7655 | 180
7656 | 180
7657 | 165.6
7658 | 165.6
7659 | 165.6
7660 | 165.6
7661 | 165.6
7662 | 165.6
7663 | 165.6
7664 | 165.6
7665 | 165.6
7666 | 165.6
7667 | 165.6
7668 | 165.6
7669 | 165.6
7670 | 165.6
7671 | 165.6
7672 | 165.6
7673 | 165.6
7674 | 165.6
7675 | 165.6
7676 | 165.6
7677 | 165.6
7678 | 165.6
7679 | 165.6
7680 | 165.6
7681 | 158.4
7682 | 158.4
7683 | 158.4
7684 | 158.4
7685 | 158.4
7686 | 158.4
7687 | 158.4
7688 | 158.4
7689 | 158.4
7690 | 158.4
7691 | 158.4
7692 | 158.4
7693 | 158.4
7694 | 158.4
7695 | 158.4
7696 | 158.4
7697 | 158.4
7698 | 158.4
7699 | 158.4
7700 | 158.4
7701 | 158.4
7702 | 158.4
7703 | 158.4
7704 | 158.4
7705 | 154.8
7706 | 154.8
7707 | 154.8
7708 | 154.8
7709 | 154.8
7710 | 154.8
7711 | 154.8
7712 | 154.8
7713 | 154.8
7714 | 154.8
7715 | 154.8
7716 | 154.8
7717 | 154.8
7718 | 154.8
7719 | 154.8
7720 | 154.8
7721 | 154.8
7722 | 154.8
7723 | 154.8
7724 | 154.8
7725 | 154.8
7726 | 154.8
7727 | 154.8
7728 | 154.8
7729 | 151.2
7730 | 151.2
7731 | 151.2
7732 | 151.2
7733 | 151.2
7734 | 151.2
7735 | 151.2
7736 | 151.2
7737 | 151.2
7738 | 151.2
7739 | 151.2
7740 | 151.2
7741 | 151.2
7742 | 151.2
7743 | 151.2
7744 | 151.2
7745 | 151.2
7746 | 151.2
7747 | 151.2
7748 | 151.2
7749 | 151.2
7750 | 151.2
7751 | 151.2
7752 | 151.2
7753 | 147.6
7754 | 147.6
7755 | 147.6
7756 | 147.6
7757 | 147.6
7758 | 147.6
7759 | 147.6
7760 | 147.6
7761 | 147.6
7762 | 147.6
7763 | 147.6
7764 | 147.6
7765 | 147.6
7766 | 147.6
7767 | 147.6
7768 | 147.6
7769 | 147.6
7770 | 147.6
7771 | 147.6
7772 | 147.6
7773 | 147.6
7774 | 147.6
7775 | 147.6
7776 | 147.6
7777 | 230.4
7778 | 230.4
7779 | 230.4
7780 | 230.4
7781 | 230.4
7782 | 230.4
7783 | 230.4
7784 | 230.4
7785 | 230.4
7786 | 230.4
7787 | 230.4
7788 | 230.4
7789 | 230.4
7790 | 230.4
7791 | 230.4
7792 | 230.4
7793 | 230.4
7794 | 230.4
7795 | 230.4
7796 | 230.4
7797 | 230.4
7798 | 230.4
7799 | 230.4
7800 | 230.4
7801 | 612
7802 | 612
7803 | 612
7804 | 612
7805 | 612
7806 | 612
7807 | 612
7808 | 612
7809 | 612
7810 | 612
7811 | 612
7812 | 612
7813 | 612
7814 | 612
7815 | 612
7816 | 612
7817 | 612
7818 | 612
7819 | 612
7820 | 612
7821 | 612
7822 | 612
7823 | 612
7824 | 612
7825 | 1116
7826 | 1116
7827 | 1116
7828 | 1116
7829 | 1116
7830 | 1116
7831 | 1116
7832 | 1116
7833 | 1116
7834 | 1116
7835 | 1116
7836 | 1116
7837 | 1116
7838 | 1116
7839 | 1116
7840 | 1116
7841 | 1116
7842 | 1116
7843 | 1116
7844 | 1116
7845 | 1116
7846 | 1116
7847 | 1116
7848 | 1116
7849 | 1893.6001
7850 | 1893.6001
7851 | 1893.6001
7852 | 1893.6001
7853 | 1893.6001
7854 | 1893.6001
7855 | 1893.6001
7856 | 1893.6001
7857 | 1893.6001
7858 | 1893.6001
7859 | 1893.6001
7860 | 1893.6001
7861 | 1893.6001
7862 | 1893.6001
7863 | 1893.6001
7864 | 1893.6001
7865 | 1893.6001
7866 | 1893.6001
7867 | 1893.6001
7868 | 1893.6001
7869 | 1893.6001
7870 | 1893.6001
7871 | 1893.6001
7872 | 1893.6001
7873 | 1267.2
7874 | 1267.2
7875 | 1267.2
7876 | 1267.2
7877 | 1267.2
7878 | 1267.2
7879 | 1267.2
7880 | 1267.2
7881 | 1267.2
7882 | 1267.2
7883 | 1267.2
7884 | 1267.2
7885 | 1267.2
7886 | 1267.2
7887 | 1267.2
7888 | 1267.2
7889 | 1267.2
7890 | 1267.2
7891 | 1267.2
7892 | 1267.2
7893 | 1267.2
7894 | 1267.2
7895 | 1267.2
7896 | 1267.2
7897 | 2732.4
7898 | 2732.4
7899 | 2732.4
7900 | 2732.4
7901 | 2732.4
7902 | 2732.4
7903 | 2732.4
7904 | 2732.4
7905 | 2732.4
7906 | 2732.4
7907 | 2732.4
7908 | 2732.4
7909 | 2732.4
7910 | 2732.4
7911 | 2732.4
7912 | 2732.4
7913 | 2732.4
7914 | 2732.4
7915 | 2732.4
7916 | 2732.4
7917 | 2732.4
7918 | 2732.4
7919 | 2732.4
7920 | 2732.4
7921 | 2685.6
7922 | 2685.6
7923 | 2685.6
7924 | 2685.6
7925 | 2685.6
7926 | 2685.6
7927 | 2685.6
7928 | 2685.6
7929 | 2685.6
7930 | 2685.6
7931 | 2685.6
7932 | 2685.6
7933 | 2685.6
7934 | 2685.6
7935 | 2685.6
7936 | 2685.6
7937 | 2685.6
7938 | 2685.6
7939 | 2685.6
7940 | 2685.6
7941 | 2685.6
7942 | 2685.6
7943 | 2685.6
7944 | 2685.6
7945 | 1634.4
7946 | 1634.4
7947 | 1634.4
7948 | 1634.4
7949 | 1634.4
7950 | 1634.4
7951 | 1634.4
7952 | 1634.4
7953 | 1634.4
7954 | 1634.4
7955 | 1634.4
7956 | 1634.4
7957 | 1634.4
7958 | 1634.4
7959 | 1634.4
7960 | 1634.4
7961 | 1634.4
7962 | 1634.4
7963 | 1634.4
7964 | 1634.4
7965 | 1634.4
7966 | 1634.4
7967 | 1634.4
7968 | 1634.4
7969 | 1116
7970 | 1116
7971 | 1116
7972 | 1116
7973 | 1116
7974 | 1116
7975 | 1116
7976 | 1116
7977 | 1116
7978 | 1116
7979 | 1116
7980 | 1116
7981 | 1116
7982 | 1116
7983 | 1116
7984 | 1116
7985 | 1116
7986 | 1116
7987 | 1116
7988 | 1116
7989 | 1116
7990 | 1116
7991 | 1116
7992 | 1116
7993 | 921.6
7994 | 921.6
7995 | 921.6
7996 | 921.6
7997 | 921.6
7998 | 921.6
7999 | 921.6
8000 | 921.6
8001 | 921.6
8002 | 921.6
8003 | 921.6
8004 | 921.6
8005 | 921.6
8006 | 921.6
8007 | 921.6
8008 | 921.6
8009 | 921.6
8010 | 921.6
8011 | 921.6
8012 | 921.6
8013 | 921.6
8014 | 921.6
8015 | 921.6
8016 | 921.6
8017 | 3099.6
8018 | 3099.6
8019 | 3099.6
8020 | 3099.6
8021 | 3099.6
8022 | 3099.6
8023 | 3099.6
8024 | 3099.6
8025 | 3099.6
8026 | 3099.6
8027 | 3099.6
8028 | 3099.6
8029 | 3099.6
8030 | 3099.6
8031 | 3099.6
8032 | 3099.6
8033 | 3099.6
8034 | 3099.6
8035 | 3099.6
8036 | 3099.6
8037 | 3099.6
8038 | 3099.6
8039 | 3099.6
8040 | 3099.6
8041 | 2217.6
8042 | 2217.6
8043 | 2217.6
8044 | 2217.6
8045 | 2217.6
8046 | 2217.6
8047 | 2217.6
8048 | 2217.6
8049 | 2217.6
8050 | 2217.6
8051 | 2217.6
8052 | 2217.6
8053 | 2217.6
8054 | 2217.6
8055 | 2217.6
8056 | 2217.6
8057 | 2217.6
8058 | 2217.6
8059 | 2217.6
8060 | 2217.6
8061 | 2217.6
8062 | 2217.6
8063 | 2217.6
8064 | 2217.6
8065 | 1562.3999
8066 | 1562.3999
8067 | 1562.3999
8068 | 1562.3999
8069 | 1562.3999
8070 | 1562.3999
8071 | 1562.3999
8072 | 1562.3999
8073 | 1562.3999
8074 | 1562.3999
8075 | 1562.3999
8076 | 1562.3999
8077 | 1562.3999
8078 | 1562.3999
8079 | 1562.3999
8080 | 1562.3999
8081 | 1562.3999
8082 | 1562.3999
8083 | 1562.3999
8084 | 1562.3999
8085 | 1562.3999
8086 | 1562.3999
8087 | 1562.3999
8088 | 1562.3999
8089 | 1663.2
8090 | 1663.2
8091 | 1663.2
8092 | 1663.2
8093 | 1663.2
8094 | 1663.2
8095 | 1663.2
8096 | 1663.2
8097 | 1663.2
8098 | 1663.2
8099 | 1663.2
8100 | 1663.2
8101 | 1663.2
8102 | 1663.2
8103 | 1663.2
8104 | 1663.2
8105 | 1663.2
8106 | 1663.2
8107 | 1663.2
8108 | 1663.2
8109 | 1663.2
8110 | 1663.2
8111 | 1663.2
8112 | 1663.2
8113 | 2152.8
8114 | 2152.8
8115 | 2152.8
8116 | 2152.8
8117 | 2152.8
8118 | 2152.8
8119 | 2152.8
8120 | 2152.8
8121 | 2152.8
8122 | 2152.8
8123 | 2152.8
8124 | 2152.8
8125 | 2152.8
8126 | 2152.8
8127 | 2152.8
8128 | 2152.8
8129 | 2152.8
8130 | 2152.8
8131 | 2152.8
8132 | 2152.8
8133 | 2152.8
8134 | 2152.8
8135 | 2152.8
8136 | 2152.8
8137 | 1630.8
8138 | 1630.8
8139 | 1630.8
8140 | 1630.8
8141 | 1630.8
8142 | 1630.8
8143 | 1630.8
8144 | 1630.8
8145 | 1630.8
8146 | 1630.8
8147 | 1630.8
8148 | 1630.8
8149 | 1630.8
8150 | 1630.8
8151 | 1630.8
8152 | 1630.8
8153 | 1630.8
8154 | 1630.8
8155 | 1630.8
8156 | 1630.8
8157 | 1630.8
8158 | 1630.8
8159 | 1630.8
8160 | 1630.8
8161 | 1353.6
8162 | 1353.6
8163 | 1353.6
8164 | 1353.6
8165 | 1353.6
8166 | 1353.6
8167 | 1353.6
8168 | 1353.6
8169 | 1353.6
8170 | 1353.6
8171 | 1353.6
8172 | 1353.6
8173 | 1353.6
8174 | 1353.6
8175 | 1353.6
8176 | 1353.6
8177 | 1353.6
8178 | 1353.6
8179 | 1353.6
8180 | 1353.6
8181 | 1353.6
8182 | 1353.6
8183 | 1353.6
8184 | 1353.6
8185 | 1054.8
8186 | 1054.8
8187 | 1054.8
8188 | 1054.8
8189 | 1054.8
8190 | 1054.8
8191 | 1054.8
8192 | 1054.8
8193 | 1054.8
8194 | 1054.8
8195 | 1054.8
8196 | 1054.8
8197 | 1054.8
8198 | 1054.8
8199 | 1054.8
8200 | 1054.8
8201 | 1054.8
8202 | 1054.8
8203 | 1054.8
8204 | 1054.8
8205 | 1054.8
8206 | 1054.8
8207 | 1054.8
8208 | 1054.8
8209 | 1767.6
8210 | 1767.6
8211 | 1767.6
8212 | 1767.6
8213 | 1767.6
8214 | 1767.6
8215 | 1767.6
8216 | 1767.6
8217 | 1767.6
8218 | 1767.6
8219 | 1767.6
8220 | 1767.6
8221 | 1767.6
8222 | 1767.6
8223 | 1767.6
8224 | 1767.6
8225 | 1767.6
8226 | 1767.6
8227 | 1767.6
8228 | 1767.6
8229 | 1767.6
8230 | 1767.6
8231 | 1767.6
8232 | 1767.6
8233 | 3272.3999
8234 | 3272.3999
8235 | 3272.3999
8236 | 3272.3999
8237 | 3272.3999
8238 | 3272.3999
8239 | 3272.3999
8240 | 3272.3999
8241 | 3272.3999
8242 | 3272.3999
8243 | 3272.3999
8244 | 3272.3999
8245 | 3272.3999
8246 | 3272.3999
8247 | 3272.3999
8248 | 3272.3999
8249 | 3272.3999
8250 | 3272.3999
8251 | 3272.3999
8252 | 3272.3999
8253 | 3272.3999
8254 | 3272.3999
8255 | 3272.3999
8256 | 3272.3999
8257 | 2412.0001
8258 | 2412.0001
8259 | 2412.0001
8260 | 2412.0001
8261 | 2412.0001
8262 | 2412.0001
8263 | 2412.0001
8264 | 2412.0001
8265 | 2412.0001
8266 | 2412.0001
8267 | 2412.0001
8268 | 2412.0001
8269 | 2412.0001
8270 | 2412.0001
8271 | 2412.0001
8272 | 2412.0001
8273 | 2412.0001
8274 | 2412.0001
8275 | 2412.0001
8276 | 2412.0001
8277 | 2412.0001
8278 | 2412.0001
8279 | 2412.0001
8280 | 2412.0001
8281 | 1746.0001
8282 | 1746.0001
8283 | 1746.0001
8284 | 1746.0001
8285 | 1746.0001
8286 | 1746.0001
8287 | 1746.0001
8288 | 1746.0001
8289 | 1746.0001
8290 | 1746.0001
8291 | 1746.0001
8292 | 1746.0001
8293 | 1746.0001
8294 | 1746.0001
8295 | 1746.0001
8296 | 1746.0001
8297 | 1746.0001
8298 | 1746.0001
8299 | 1746.0001
8300 | 1746.0001
8301 | 1746.0001
8302 | 1746.0001
8303 | 1746.0001
8304 | 1746.0001
8305 | 1342.8
8306 | 1342.8
8307 | 1342.8
8308 | 1342.8
8309 | 1342.8
8310 | 1342.8
8311 | 1342.8
8312 | 1342.8
8313 | 1342.8
8314 | 1342.8
8315 | 1342.8
8316 | 1342.8
8317 | 1342.8
8318 | 1342.8
8319 | 1342.8
8320 | 1342.8
8321 | 1342.8
8322 | 1342.8
8323 | 1342.8
8324 | 1342.8
8325 | 1342.8
8326 | 1342.8
8327 | 1342.8
8328 | 1342.8
8329 | 1152
8330 | 1152
8331 | 1152
8332 | 1152
8333 | 1152
8334 | 1152
8335 | 1152
8336 | 1152
8337 | 1152
8338 | 1152
8339 | 1152
8340 | 1152
8341 | 1152
8342 | 1152
8343 | 1152
8344 | 1152
8345 | 1152
8346 | 1152
8347 | 1152
8348 | 1152
8349 | 1152
8350 | 1152
8351 | 1152
8352 | 1152
8353 | 932.4
8354 | 932.4
8355 | 932.4
8356 | 932.4
8357 | 932.4
8358 | 932.4
8359 | 932.4
8360 | 932.4
8361 | 932.4
8362 | 932.4
8363 | 932.4
8364 | 932.4
8365 | 932.4
8366 | 932.4
8367 | 932.4
8368 | 932.4
8369 | 932.4
8370 | 932.4
8371 | 932.4
8372 | 932.4
8373 | 932.4
8374 | 932.4
8375 | 932.4
8376 | 932.4
8377 | 817.2
8378 | 817.2
8379 | 817.2
8380 | 817.2
8381 | 817.2
8382 | 817.2
8383 | 817.2
8384 | 817.2
8385 | 817.2
8386 | 817.2
8387 | 817.2
8388 | 817.2
8389 | 817.2
8390 | 817.2
8391 | 817.2
8392 | 817.2
8393 | 817.2
8394 | 817.2
8395 | 817.2
8396 | 817.2
8397 | 817.2
8398 | 817.2
8399 | 817.2
8400 | 817.2
8401 | 626.4
8402 | 626.4
8403 | 626.4
8404 | 626.4
8405 | 626.4
8406 | 626.4
8407 | 626.4
8408 | 626.4
8409 | 626.4
8410 | 626.4
8411 | 626.4
8412 | 626.4
8413 | 626.4
8414 | 626.4
8415 | 626.4
8416 | 626.4
8417 | 626.4
8418 | 626.4
8419 | 626.4
8420 | 626.4
8421 | 626.4
8422 | 626.4
8423 | 626.4
8424 | 626.4
8425 | 496.8
8426 | 496.8
8427 | 496.8
8428 | 496.8
8429 | 496.8
8430 | 496.8
8431 | 496.8
8432 | 496.8
8433 | 496.8
8434 | 496.8
8435 | 496.8
8436 | 496.8
8437 | 496.8
8438 | 496.8
8439 | 496.8
8440 | 496.8
8441 | 496.8
8442 | 496.8
8443 | 496.8
8444 | 496.8
8445 | 496.8
8446 | 496.8
8447 | 496.8
8448 | 496.8
8449 | 439.2
8450 | 439.2
8451 | 439.2
8452 | 439.2
8453 | 439.2
8454 | 439.2
8455 | 439.2
8456 | 439.2
8457 | 439.2
8458 | 439.2
8459 | 439.2
8460 | 439.2
8461 | 439.2
8462 | 439.2
8463 | 439.2
8464 | 439.2
8465 | 439.2
8466 | 439.2
8467 | 439.2
8468 | 439.2
8469 | 439.2
8470 | 439.2
8471 | 439.2
8472 | 439.2
8473 | 399.6
8474 | 399.6
8475 | 399.6
8476 | 399.6
8477 | 399.6
8478 | 399.6
8479 | 399.6
8480 | 399.6
8481 | 399.6
8482 | 399.6
8483 | 399.6
8484 | 399.6
8485 | 399.6
8486 | 399.6
8487 | 399.6
8488 | 399.6
8489 | 399.6
8490 | 399.6
8491 | 399.6
8492 | 399.6
8493 | 399.6
8494 | 399.6
8495 | 399.6
8496 | 399.6
8497 | 378
8498 | 378
8499 | 378
8500 | 378
8501 | 378
8502 | 378
8503 | 378
8504 | 378
8505 | 378
8506 | 378
8507 | 378
8508 | 378
8509 | 378
8510 | 378
8511 | 378
8512 | 378
8513 | 378
8514 | 378
8515 | 378
8516 | 378
8517 | 378
8518 | 378
8519 | 378
8520 | 378
8521 | 500.4
8522 | 500.4
8523 | 500.4
8524 | 500.4
8525 | 500.4
8526 | 500.4
8527 | 500.4
8528 | 500.4
8529 | 500.4
8530 | 500.4
8531 | 500.4
8532 | 500.4
8533 | 500.4
8534 | 500.4
8535 | 500.4
8536 | 500.4
8537 | 500.4
8538 | 500.4
8539 | 500.4
8540 | 500.4
8541 | 500.4
8542 | 500.4
8543 | 500.4
8544 | 500.4
8545 | 3603.6002
8546 | 3603.6002
8547 | 3603.6002
8548 | 3603.6002
8549 | 3603.6002
8550 | 3603.6002
8551 | 3603.6002
8552 | 3603.6002
8553 | 3603.6002
8554 | 3603.6002
8555 | 3603.6002
8556 | 3603.6002
8557 | 3603.6002
8558 | 3603.6002
8559 | 3603.6002
8560 | 3603.6002
8561 | 3603.6002
8562 | 3603.6002
8563 | 3603.6002
8564 | 3603.6002
8565 | 3603.6002
8566 | 3603.6002
8567 | 3603.6002
8568 | 3603.6002
8569 | 2404.7999
8570 | 2404.7999
8571 | 2404.7999
8572 | 2404.7999
8573 | 2404.7999
8574 | 2404.7999
8575 | 2404.7999
8576 | 2404.7999
8577 | 2404.7999
8578 | 2404.7999
8579 | 2404.7999
8580 | 2404.7999
8581 | 2404.7999
8582 | 2404.7999
8583 | 2404.7999
8584 | 2404.7999
8585 | 2404.7999
8586 | 2404.7999
8587 | 2404.7999
8588 | 2404.7999
8589 | 2404.7999
8590 | 2404.7999
8591 | 2404.7999
8592 | 2404.7999
8593 | 1713.6
8594 | 1713.6
8595 | 1713.6
8596 | 1713.6
8597 | 1713.6
8598 | 1713.6
8599 | 1713.6
8600 | 1713.6
8601 | 1713.6
8602 | 1713.6
8603 | 1713.6
8604 | 1713.6
8605 | 1713.6
8606 | 1713.6
8607 | 1713.6
8608 | 1713.6
8609 | 1713.6
8610 | 1713.6
8611 | 1713.6
8612 | 1713.6
8613 | 1713.6
8614 | 1713.6
8615 | 1713.6
8616 | 1713.6
8617 | 1796.4
8618 | 1796.4
8619 | 1796.4
8620 | 1796.4
8621 | 1796.4
8622 | 1796.4
8623 | 1796.4
8624 | 1796.4
8625 | 1796.4
8626 | 1796.4
8627 | 1796.4
8628 | 1796.4
8629 | 1796.4
8630 | 1796.4
8631 | 1796.4
8632 | 1796.4
8633 | 1796.4
8634 | 1796.4
8635 | 1796.4
8636 | 1796.4
8637 | 1796.4
8638 | 1796.4
8639 | 1796.4
8640 | 1796.4
8641 | 5396.3998
8642 | 5396.3998
8643 | 5396.3998
8644 | 5396.3998
8645 | 5396.3998
8646 | 5396.3998
8647 | 5396.3998
8648 | 5396.3998
8649 | 5396.3998
8650 | 5396.3998
8651 | 5396.3998
8652 | 5396.3998
8653 | 5396.3998
8654 | 5396.3998
8655 | 5396.3998
8656 | 5396.3998
8657 | 5396.3998
8658 | 5396.3998
8659 | 5396.3998
8660 | 5396.3998
8661 | 5396.3998
8662 | 5396.3998
8663 | 5396.3998
8664 | 5396.3998
8665 | 5248.7998
8666 | 5248.7998
8667 | 5248.7998
8668 | 5248.7998
8669 | 5248.7998
8670 | 5248.7998
8671 | 5248.7998
8672 | 5248.7998
8673 | 5248.7998
8674 | 5248.7998
8675 | 5248.7998
8676 | 5248.7998
8677 | 5248.7998
8678 | 5248.7998
8679 | 5248.7998
8680 | 5248.7998
8681 | 5248.7998
8682 | 5248.7998
8683 | 5248.7998
8684 | 5248.7998
8685 | 5248.7998
8686 | 5248.7998
8687 | 5248.7998
8688 | 5248.7998
8689 | 3772.7999
8690 | 3772.7999
8691 | 3772.7999
8692 | 3772.7999
8693 | 3772.7999
8694 | 3772.7999
8695 | 3772.7999
8696 | 3772.7999
8697 | 3772.7999
8698 | 3772.7999
8699 | 3772.7999
8700 | 3772.7999
8701 | 3772.7999
8702 | 3772.7999
8703 | 3772.7999
8704 | 3772.7999
8705 | 3772.7999
8706 | 3772.7999
8707 | 3772.7999
8708 | 3772.7999
8709 | 3772.7999
8710 | 3772.7999
8711 | 3772.7999
8712 | 3772.7999
8713 | 2876.4001
8714 | 2876.4001
8715 | 2876.4001
8716 | 2876.4001
8717 | 2876.4001
8718 | 2876.4001
8719 | 2876.4001
8720 | 2876.4001
8721 | 2876.4001
8722 | 2876.4001
8723 | 2876.4001
8724 | 2876.4001
8725 | 2876.4001
8726 | 2876.4001
8727 | 2876.4001
8728 | 2876.4001
8729 | 2876.4001
8730 | 2876.4001
8731 | 2876.4001
8732 | 2876.4001
8733 | 2876.4001
8734 | 2876.4001
8735 | 2876.4001
8736 | 2876.4001
8737 | 2087.9999
8738 | 2087.9999
8739 | 2087.9999
8740 | 2087.9999
8741 | 2087.9999
8742 | 2087.9999
8743 | 2087.9999
8744 | 2087.9999
8745 | 2087.9999
8746 | 2087.9999
8747 | 2087.9999
8748 | 2087.9999
8749 | 2087.9999
8750 | 2087.9999
8751 | 2087.9999
8752 | 2087.9999
8753 | 2087.9999
8754 | 2087.9999
8755 | 2087.9999
8756 | 2087.9999
8757 | 2087.9999
8758 | 2087.9999
8759 | 2087.9999
8760 | 2087.9999

## Problem
Working Notebook
Use the file exercise0
Resources
GIZ Report
Wind Measurement Data
Solar Measurement Data
Zambia IRP

## New Plant Data
Site Name | Latitude | Longitude | Net Head | Design Flow (m3/s) | Design Flow (Mm3/h) | Capacity (MW) | Mean Annual Generation (MWh) | Active Storage (Mm3)
Mumbotuta | 12.3808 | 29.0375 | 53.5 | 569 | 2.0484 | 271 | 1322 | 3500
Marnbilima | 10.6519 | 28.6911 | 29 | 813 | 2.9268 | 210 | 1097 | 850
Marnbilima | 10.5907 | 28.6662 | 42.5 | 813 | 2.9268 | 308 | 1458 | 1150

## Generation Data
Name | Operator | Capacity | Annual Production GWh | Availability | Source | Method | Latitude | Longitude
Kariba North Bank Power Station | ZESCO | 1080 | 3990 | 0.42174 | hydro | water-storage
Kafue Gorge Upper Power Station | ZESCO | 990 | 6666 | 0.76865 | hydro | water-storage
Kafue Gorge Lower Power Plant | ZESCO | 750 | 910 | 0.13851 | hydro | run-of-the-river
Maamba Power Station | Maamba Collieries Limited | 300 | 1576.8 | 0.6 | coal | combustion
Itezhi-Tezhi Hydroelectric Station | Itezhi Tezhi Power Company | 120 | 735.84 | 0.7 | hydro | water-storage
Ndola Energy | Ndola Energy | 105 | 551.88 | 0.6 | oil | combustion
Lusiwasi Lower Hydroelectric Power Station | ZESCO | 86 | 527.352 | 0.7 | hydro | run-of-the-river
Itimpi | Copperbelt Energy Corporation | 60 | 315.36 | 0.6 | solar | photovoltaic | 12.695 | 28.1808
Bangweulu Solar Power Station | Neoen | 54 | 283.824 | 0.6 | solar | photovoltaic | 15.5117 | 28.4317
Victoria Falls Station C | ZESCO | 108 | 811 | 0.85722 | hydro | run-of-the-river
Ngonye Solar Power Station | Enel Green Power | 34 | 178.704 | 0.6 | solar | photovoltaic | 15.5175 | 28.4289
Riverside Solar Farm Phase II | Copperbelt Energy Coporation | 34 | 178.704 | 0.6 | solar | photovoltaic | 12.8072 | 28.2364
Mulungushi Power Station | Lunsemfwa Hydro Power Company | 32 | 198.2 | 0.70705 | hydro | run-of-the-river
Dangote Cement | Dangote Cement | 30 | 157.68 | 0.6 | coal | combustion
Lunsemfwa Power Station | Lunsemfwa Hydro Power Company | 24 | 98.8 | 0.46994 | hydro | run-of-the-river
Lusiwasi Upper Hydroelectric Power Station | ZESCO | 15 | 58.69 | 0.44665 | hydro | run-of-the-river
Lunzua Hydroelectric Power Station | ZESCO | 14.8 | 3.52 | 0.02715 | hydro | run-of-the-river
Chishimba Hydroelectric Power Station | ZESCO | 15 | 73 | 0.55556 | hydro | run-of-the-river
Musando Falls II | ZESCO | 5 | 20.47 | 0.46735 | hydro | water-storage
Musonda Falls I | ZESCO | 5 | 20.47 | 0.46735 | hydro | water-storage
Shiwa Ng'andu Hydro Power Station | ZESCO | 1 | 6.132 | 0.7 | hydro | run-of-the-river
Old Lunzua Hydroelectric Power Station | ZESCO | 0.75 | 4.599 | 0.7 | hydro | run-of-the-river
Zengamina Hydro Station |  | 0.7 | 4.2924 | 0.7 | hydro | run-of-the-river
Kasanjinku |  | 0.59 | 3.6179 | 0.7 | hydro | run-of-the-river

## Luapula_run_off
time | runoff_mean (m3/s) | runoff_mean (Mm3/h)
1956-10-01 | 817.789 | 2.944
1956-10-02 | 819.177 | 2.949
1956-10-03 | 820.566 | 2.954
1956-10-04 | 821.957 | 2.959
1956-10-05 | 823.348 | 2.9641
1956-10-06 | 824.741 | 2.9691
1956-10-07 | 826.135 | 2.9741
1956-10-08 | 827.529 | 2.9791
1956-10-09 | 828.925 | 2.9841
1956-10-10 | 830.322 | 2.9892
1956-10-11 | 831.72 | 2.9942
1956-10-12 | 833.119 | 2.9992
1956-10-13 | 834.519 | 3.0043
1956-10-14 | 835.921 | 3.0093
1956-10-15 | 837.323 | 3.0144
1956-10-16 | 838.726 | 3.0194
1956-10-17 | 840.131 | 3.0245
1956-10-18 | 841.536 | 3.0295
1956-10-19 | 842.943 | 3.0346
1956-10-20 | 844.35 | 3.0397
1956-10-21 | 845.759 | 3.0447
1956-10-22 | 847.169 | 3.0498
1956-10-23 | 848.58 | 3.0549
1956-10-24 | 849.992 | 3.06
1956-10-25 | 851.405 | 3.0651
1956-10-26 | 852.819 | 3.0701
1956-10-27 | 854.234 | 3.0752
1956-10-28 | 855.65 | 3.0803
1956-10-29 | 857.067 | 3.0854
1956-10-30 | 858.485 | 3.0905
1956-10-31 | 859.905 | 3.0957
1956-11-01 | 861.325 | 3.1008
1956-11-02 | 862.747 | 3.1059
1956-11-03 | 864.169 | 3.111
1956-11-04 | 865.593 | 3.1161
1956-11-05 | 867.018 | 3.1213
1956-11-06 | 868.444 | 3.1264
1956-11-07 | 869.87 | 3.1315
1956-11-08 | 871.298 | 3.1367
1956-11-09 | 872.727 | 3.1418
1956-11-10 | 874.157 | 3.147
1956-11-11 | 875.589 | 3.1521
1956-11-12 | 877.021 | 3.1573
1956-11-13 | 878.454 | 3.1624
1956-11-14 | 879.888 | 3.1676
1956-11-15 | 881.324 | 3.1728
1956-11-16 | 882.76 | 3.1779
1956-11-17 | 884.198 | 3.1831
1956-11-18 | 885.636 | 3.1883
1956-11-19 | 887.076 | 3.1935
1956-11-20 | 888.517 | 3.1987
1956-11-21 | 889.959 | 3.2039
1956-11-22 | 891.401 | 3.209
1956-11-23 | 892.845 | 3.2142
1956-11-24 | 894.29 | 3.2194
1956-11-25 | 895.736 | 3.2246
1956-11-26 | 897.183 | 3.2299
1956-11-27 | 898.632 | 3.2351
1956-11-28 | 900.081 | 3.2403
1956-11-29 | 901.531 | 3.2455
1956-11-30 | 902.983 | 3.2507
1956-12-01 | 904.435 | 3.256
1956-12-02 | 905.888 | 3.2612
1956-12-03 | 907.343 | 3.2664
1956-12-04 | 908.799 | 3.2717
1956-12-05 | 910.255 | 3.2769
1956-12-06 | 911.713 | 3.2822
1956-12-07 | 913.172 | 3.2874
1956-12-08 | 914.632 | 3.2927
1956-12-09 | 916.093 | 3.2979
1956-12-10 | 917.555 | 3.3032
1956-12-11 | 919.018 | 3.3085
1956-12-12 | 920.482 | 3.3137
1956-12-13 | 921.947 | 3.319
1956-12-14 | 923.413 | 3.3243
1956-12-15 | 924.881 | 3.3296
1956-12-16 | 926.349 | 3.3349
1956-12-17 | 927.818 | 3.3401
1956-12-18 | 929.289 | 3.3454
1956-12-19 | 930.76 | 3.3507
1956-12-20 | 932.233 | 3.356
1956-12-21 | 933.707 | 3.3613
1956-12-22 | 935.181 | 3.3667
1956-12-23 | 936.657 | 3.372
1956-12-24 | 938.134 | 3.3773
1956-12-25 | 939.612 | 3.3826
1956-12-26 | 941.091 | 3.3879
1956-12-27 | 942.571 | 3.3933
1956-12-28 | 944.052 | 3.3986
1956-12-29 | 945.534 | 3.4039
1956-12-30 | 947.017 | 3.4093
1956-12-31 | 948.502 | 3.4146
1957-01-01 | 949.987 | 3.42
1957-01-02 | 951.473 | 3.4253
1957-01-03 | 952.961 | 3.4307
1957-01-04 | 954.449 | 3.436
1957-01-05 | 955.939 | 3.4414
1957-01-06 | 957.43 | 3.4467
1957-01-07 | 958.921 | 3.4521
1957-01-08 | 960.414 | 3.4575
1957-01-09 | 961.908 | 3.4629
1957-01-10 | 963.403 | 3.4683
1957-01-11 | 964.899 | 3.4736
1957-01-12 | 966.396 | 3.479
1957-01-13 | 967.894 | 3.4844
1957-01-14 | 969.393 | 3.4898
1957-01-15 | 970.893 | 3.4952
1957-01-16 | 972.394 | 3.5006
1957-01-17 | 973.896 | 3.506
1957-01-18 | 975.4 | 3.5114
1957-01-19 | 976.904 | 3.5169
1957-01-20 | 978.409 | 3.5223
1957-01-21 | 979.916 | 3.5277
1957-01-22 | 981.423 | 3.5331
1957-01-23 | 982.932 | 3.5386
1957-01-24 | 984.442 | 3.544
1957-01-25 | 985.952 | 3.5494
1957-01-26 | 987.464 | 3.5549
1957-01-27 | 988.977 | 3.5603
1957-01-28 | 990.491 | 3.5658
1957-01-29 | 992.006 | 3.5712
1957-01-30 | 993.522 | 3.5767
1957-01-31 | 995.039 | 3.5821
1957-02-01 | 996.557 | 3.5876
1957-02-02 | 998.076 | 3.5931
1957-02-03 | 999.596 | 3.5985
1957-02-04 | 1001.117 | 3.604
1957-02-05 | 1002.64 | 3.6095
1957-02-06 | 1004.163 | 3.615
1957-02-07 | 1005.687 | 3.6205
1957-02-08 | 1007.213 | 3.626
1957-02-09 | 1008.739 | 3.6315
1957-02-10 | 1010.267 | 3.637
1957-02-11 | 1011.796 | 3.6425
1957-02-12 | 1013.325 | 3.648
1957-02-13 | 1014.856 | 3.6535
1957-02-14 | 1016.388 | 3.659
1957-02-15 | 1017.921 | 3.6645
1957-02-16 | 1019.454 | 3.67
1957-02-17 | 1020.989 | 3.6756
1957-02-18 | 1022.525 | 3.6811
1957-02-19 | 1024.062 | 3.6866
1957-02-20 | 1025.6 | 3.6922
1957-02-21 | 1027.14 | 3.6977
1957-02-22 | 1028.68 | 3.7032
1957-02-23 | 1030.221 | 3.7088
1957-02-24 | 1031.763 | 3.7143
1957-02-25 | 1033.307 | 3.7199
1957-02-26 | 1034.851 | 3.7255
1957-02-27 | 1036.397 | 3.731
1957-02-28 | 1037.943 | 3.7366
1957-03-01 | 1039.491 | 3.7422
1957-03-02 | 1041.039 | 3.7477
1957-03-03 | 1042.589 | 3.7533
1957-03-04 | 1044.14 | 3.7589
1957-03-05 | 1045.691 | 3.7645
1957-03-06 | 1047.244 | 3.7701
1957-03-07 | 1048.798 | 3.7757
1957-03-08 | 1050.353 | 3.7813
1957-03-09 | 1051.909 | 3.7869
1957-03-10 | 1053.466 | 3.7925
1957-03-11 | 1055.024 | 3.7981
1957-03-12 | 1056.583 | 3.8037
1957-03-13 | 1058.143 | 3.8093
1957-03-14 | 1059.704 | 3.8149
1957-03-15 | 1061.267 | 3.8206
1957-03-16 | 1062.83 | 3.8262
1957-03-17 | 1064.394 | 3.8318
1957-03-18 | 1065.96 | 3.8375
1957-03-19 | 1067.526 | 3.8431
1957-03-20 | 1069.094 | 3.8487
1957-03-21 | 1070.662 | 3.8544
1957-03-22 | 1072.232 | 3.86
1957-03-23 | 1073.802 | 3.8657
1957-03-24 | 1075.374 | 3.8713
1957-03-25 | 1076.947 | 3.877
1957-03-26 | 1078.52 | 3.8827
1957-03-27 | 1080.095 | 3.8883
1957-03-28 | 1081.671 | 3.894
1957-03-29 | 1083.248 | 3.8997
1957-03-30 | 1084.826 | 3.9054
1957-03-31 | 1086.405 | 3.9111
1957-04-01 | 1087.985 | 3.9167
1957-04-02 | 1089.566 | 3.9224
1957-04-03 | 1091.148 | 3.9281
1957-04-04 | 1092.731 | 3.9338
1957-04-05 | 1094.316 | 3.9395
1957-04-06 | 1095.901 | 3.9452
1957-04-07 | 1097.487 | 3.951
1957-04-08 | 1099.075 | 3.9567
1957-04-09 | 1100.663 | 3.9624
1957-04-10 | 1102.253 | 3.9681
1957-04-11 | 1103.843 | 3.9738
1957-04-12 | 1105.435 | 3.9796
1957-04-13 | 1107.027 | 3.9853
1957-04-14 | 1108.621 | 3.991
1957-04-15 | 1110.216 | 3.9968
1957-04-16 | 1111.811 | 4.0025
1957-04-17 | 1113.408 | 4.0083
1957-04-18 | 1115.006 | 4.014
1957-04-19 | 1116.605 | 4.0198
1957-04-20 | 1118.205 | 4.0255
1957-04-21 | 1119.806 | 4.0313
1957-04-22 | 1121.408 | 4.0371
1957-04-23 | 1123.011 | 4.0428
1957-04-24 | 1124.615 | 4.0486
1957-04-25 | 1126.22 | 4.0544
1957-04-26 | 1127.826 | 4.0602
1957-04-27 | 1129.433 | 4.066
1957-04-28 | 1131.041 | 4.0717
1957-04-29 | 1132.651 | 4.0775
1957-04-30 | 1134.261 | 4.0833
1957-05-01 | 1135.872 | 4.0891
1957-05-02 | 1137.485 | 4.0949
1957-05-03 | 1139.098 | 4.1008
1957-05-04 | 1140.713 | 4.1066
1957-05-05 | 1142.328 | 4.1124
1957-05-06 | 1143.945 | 4.1182
1957-05-07 | 1145.562 | 4.124
1957-05-08 | 1147.181 | 4.1299
1957-05-09 | 1148.801 | 4.1357
1957-05-10 | 1150.422 | 4.1415
1957-05-11 | 1152.043 | 4.1474
1957-05-12 | 1153.666 | 4.1532
1957-05-13 | 1155.29 | 4.159
1957-05-14 | 1156.915 | 4.1649
1957-05-15 | 1158.541 | 4.1707
1957-05-16 | 1160.168 | 4.1766
1957-05-17 | 1161.796 | 4.1825
1957-05-18 | 1163.425 | 4.1883
1957-05-19 | 1165.055 | 4.1942
1957-05-20 | 1166.686 | 4.2001
1957-05-21 | 1168.319 | 4.2059
1957-05-22 | 1169.952 | 4.2118
1957-05-23 | 1171.586 | 4.2177
1957-05-24 | 1173.221 | 4.2236
1957-05-25 | 1174.858 | 4.2295
1957-05-26 | 1176.495 | 4.2354
1957-05-27 | 1178.134 | 4.2413
1957-05-28 | 1179.773 | 4.2472
1957-05-29 | 1181.413 | 4.2531
1957-05-30 | 1183.055 | 4.259
1957-05-31 | 1184.698 | 4.2649
1957-06-01 | 1186.341 | 4.2708
1957-06-02 | 1187.986 | 4.2767
1957-06-03 | 1189.632 | 4.2827
1957-06-04 | 1191.278 | 4.2886
1957-06-05 | 1192.926 | 4.2945
1957-06-06 | 1194.575 | 4.3005
1957-06-07 | 1196.225 | 4.3064
1957-06-08 | 1197.876 | 4.3124
1957-06-09 | 1199.528 | 4.3183
1957-06-10 | 1201.181 | 4.3243
1957-06-11 | 1202.835 | 4.3302
1957-06-12 | 1204.283 | 4.3354
1957-06-13 | 1202.353 | 4.3285
1957-06-14 | 1187.432 | 4.2748
1957-06-15 | 1172.587 | 4.2213
1957-06-16 | 1168.362 | 4.2061
1957-06-17 | 1153.636 | 4.1531
1957-06-18 | 1136.904 | 4.0929
1957-06-19 | 1120.284 | 4.033
1957-06-20 | 1103.776 | 3.9736
1957-06-21 | 1089.419 | 3.9219
1957-06-22 | 1085.334 | 3.9072
1957-06-23 | 1073.12 | 3.8632
1957-06-24 | 1069.063 | 3.8486
1957-06-25 | 1056.933 | 3.805
1957-06-26 | 1052.904 | 3.7905
1957-06-27 | 1038.198 | 3.7375
1957-06-28 | 1020.265 | 3.673
1957-06-29 | 1015.638 | 3.6563
1957-06-30 | 1003.789 | 3.6136
1957-07-01 | 999.854 | 3.5995
1957-07-02 | 988.09 | 3.5571
1957-07-03 | 984.182 | 3.5431
1957-07-04 | 972.503 | 3.501
1957-07-05 | 970.56 | 3.494
1957-07-06 | 966.695 | 3.4801
1957-07-07 | 941.683 | 3.3901
1957-07-08 | 926.421 | 3.3351
1957-07-09 | 924.521 | 3.3283
1957-07-10 | 922.627 | 3.3215
1957-07-11 | 911.288 | 3.2806
1957-07-12 | 909.401 | 3.2738
1957-07-13 | 907.522 | 3.2671
1957-07-14 | 894.403 | 3.2199
1957-07-15 | 881.361 | 3.1729
1957-07-16 | 877.653 | 3.1596
1957-07-17 | 864.733 | 3.113
1957-07-18 | 850.069 | 3.0602
1957-07-19 | 837.327 | 3.0144
1957-07-20 | 833.704 | 3.0013
1957-07-21 | 822.878 | 2.9624
1957-07-22 | 819.283 | 2.9494
1957-07-23 | 808.543 | 2.9108
1957-07-24 | 804.978 | 2.8979
1957-07-25 | 792.559 | 2.8532
1957-07-26 | 780.219 | 2.8088
1957-07-27 | 778.461 | 2.8025
1957-07-28 | 776.711 | 2.7962
1957-07-29 | 766.229 | 2.7584
1957-07-30 | 764.486 | 2.7521
1957-07-31 | 762.75 | 2.7459
1957-08-01 | 750.634 | 2.7023
1957-08-02 | 738.597 | 2.6589
1957-08-03 | 734.608 | 2.6446
1957-08-04 | 719.311 | 2.5895
1957-08-05 | 705.271 | 2.539
1957-08-06 | 691.914 | 2.4909
1957-08-07 | 680.317 | 2.4491
1957-08-08 | 678.666 | 2.4432
1957-08-09 | 677.022 | 2.4373
1957-08-10 | 667.179 | 2.4018
1957-08-11 | 665.542 | 2.396
1957-08-12 | 665.542 | 2.396
1957-08-13 | 665.542 | 2.396
1957-08-14 | 662.29 | 2.3842
1957-08-15 | 641.266 | 2.3086
1957-08-16 | 626.879 | 2.2568
1957-08-17 | 614.223 | 2.2112
1957-08-18 | 603.242 | 2.1717
1957-08-19 | 601.678 | 2.166
1957-08-20 | 600.122 | 2.1604
1957-08-21 | 590.807 | 2.1269
1957-08-22 | 589.258 | 2.1213
1957-08-23 | 587.717 | 2.1158
1957-08-24 | 578.491 | 2.0826
1957-08-25 | 576.957 | 2.077
1957-08-26 | 575.43 | 2.0715
1957-08-27 | 566.292 | 2.0387
1957-08-28 | 563.261 | 2.0277
1957-08-29 | 552.716 | 1.9898
1957-08-30 | 540.77 | 1.9468
1957-08-31 | 530.41 | 1.9095
1957-09-01 | 527.469 | 1.8989
1957-09-02 | 518.688 | 1.8673
1957-09-03 | 515.776 | 1.8568
1957-09-04 | 507.085 | 1.8255
1957-09-05 | 504.203 | 1.8151
1957-09-06 | 494.179 | 1.779
1957-09-07 | 482.831 | 1.7382
1957-09-08 | 472.995 | 1.7028
1957-09-09 | 469.74 | 1.6911
1957-09-10 | 457.281 | 1.6462
1957-09-11 | 447.229 | 1.61
1957-09-12 | 445.865 | 1.6051
1957-09-13 | 444.508 | 1.6002
1957-09-14 | 436.389 | 1.571
1957-09-15 | 433.698 | 1.5613
1957-09-16 | 425.669 | 1.5324
1957-09-17 | 423.009 | 1.5228
1957-09-18 | 415.072 | 1.4943
1957-09-19 | 412.441 | 1.4848
1957-09-20 | 404.596 | 1.4565
1957-09-21 | 401.996 | 1.4472
1957-09-22 | 394.242 | 1.4193
1957-09-23 | 392.954 | 1.4146
1957-09-24 | 391.673 | 1.41
1957-09-25 | 384.011 | 1.3824
1957-09-26 | 381.472 | 1.3733
1957-09-27 | 373.902 | 1.346
1957-09-28 | 371.394 | 1.337
1957-09-29 | 362.682 | 1.3057
1957-09-30 | 353.241 | 1.2717
1957-10-01 | 347.142 | 1.2497
1957-10-02 | 345.928 | 1.2453
1957-10-03 | 342.303 | 1.2323
1957-10-04 | 333.908 | 1.2021
1957-10-05 | 327.964 | 1.1807
1957-10-06 | 327.174 | 1.1778
1957-10-07 | 326.781 | 1.1764
1957-10-08 | 324.423 | 1.1679
1957-10-09 | 324.03 | 1.1665
1957-10-10 | 322.857 | 1.1623
1957-10-11 | 314.687 | 1.1329
1957-10-12 | 305.462 | 1.0997
1957-10-13 | 297.487 | 1.071
1957-10-14 | 296.354 | 1.0669
1957-10-15 | 296.354 | 1.0669
1957-10-16 | 295.228 | 1.0628
1957-10-17 | 287.387 | 1.0346
1957-10-18 | 279.632 | 1.0067
1957-10-19 | 277.436 | 0.99877
1957-10-20 | 270.174 | 0.97263
1957-10-21 | 264.422 | 0.95192
1957-10-22 | 261.923 | 0.94292
1957-10-23 | 261.93 | 0.94295
1957-10-24 | 251.353 | 0.90487
1957-10-25 | 246.823 | 0.88856
1957-10-26 | 241.994 | 0.87118
1957-10-27 | 238.571 | 0.85886
1957-10-28 | 233.817 | 0.84174
1957-10-29 | 230.448 | 0.82961
1957-10-30 | 225.769 | 0.81277
1957-10-31 | 223.113 | 0.80321
1957-11-01 | 222.122 | 0.79964
1957-11-02 | 217.849 | 0.78426
1957-11-03 | 214.588 | 0.77252
1957-11-04 | 210.059 | 0.75621
1957-11-05 | 206.851 | 0.74466
1957-11-06 | 202.398 | 0.72863
1957-11-07 | 199.871 | 0.71954
1957-11-08 | 198.617 | 0.71502
1957-11-09 | 192.388 | 0.6926
1957-11-10 | 187.465 | 0.67487
1957-11-11 | 184.42 | 0.66391
1957-11-12 | 180.195 | 0.6487
1957-11-13 | 177.205 | 0.63794
1957-11-14 | 172.763 | 0.62195
1957-11-15 | 168.37 | 0.60613
1957-11-16 | 165.471 | 0.5957
1957-11-17 | 161.451 | 0.58122
1957-11-18 | 159.172 | 0.57302
1957-11-19 | 158.042 | 0.56895
1957-11-20 | 152.99 | 0.55076
1957-11-21 | 151.322 | 0.54476
1957-11-22 | 146.369 | 0.52693
1957-11-23 | 145.548 | 0.52397
1957-11-24 | 143.931 | 0.51815
1957-11-25 | 134.327 | 0.48358
1957-11-26 | 132.743 | 0.47787
1957-11-27 | 131.963 | 0.47507
1957-11-28 | 127.313 | 0.45833
1957-11-29 | 125.78 | 0.45281
1957-11-30 | 121.231 | 0.43643
1957-12-01 | 120.477 | 0.43372
1957-12-02 | 120.477 | 0.43372
1957-12-03 | 120.477 | 0.43372
1957-12-04 | 119.731 | 0.43103
1957-12-05 | 114.556 | 0.4124
1957-12-06 | 109.475 | 0.39411
1957-12-07 | 108.755 | 0.39152
1957-12-08 | 108.755 | 0.39152
1957-12-09 | 109.475 | 0.39411
1957-12-10 | 113.819 | 0.40975
1957-12-11 | 113.819 | 0.40975
1957-12-12 | 109.475 | 0.39411
1957-12-13 | 109.475 | 0.39411
1957-12-14 | 113.819 | 0.40975
1957-12-15 | 114.548 | 0.41237
1957-12-16 | 114.548 | 0.41237
1957-12-17 | 115.285 | 0.41503
1957-12-18 | 119.731 | 0.43103
1957-12-19 | 121.231 | 0.43643
1957-12-20 | 125.78 | 0.45281
1957-12-21 | 127.313 | 0.45833
1957-12-22 | 132.751 | 0.4779
1957-12-23 | 139.087 | 0.50071
1957-12-24 | 145.556 | 0.524
1957-12-25 | 151.322 | 0.54476
1957-12-26 | 152.152 | 0.54775
1957-12-27 | 152.152 | 0.54775
1957-12-28 | 152.152 | 0.54775
1957-12-29 | 152.152 | 0.54775
1957-12-30 | 152.152 | 0.54775
1957-12-31 | 152.152 | 0.54775
1958-01-01 | 152.99 | 0.55076
1958-01-02 | 158.042 | 0.56895
1958-01-03 | 158.888 | 0.572
1958-01-04 | 158.888 | 0.572
1958-01-05 | 159.743 | 0.57507
1958-01-06 | 165.766 | 0.59676
1958-01-07 | 171.88 | 0.61877
1958-01-08 | 173.647 | 0.62513
1958-01-09 | 179.901 | 0.64764
1958-01-10 | 189.031 | 0.68051
1958-01-11 | 207.845 | 0.74824
1958-01-12 | 220.532 | 0.79392
1958-01-13 | 247.231 | 0.89003
1958-01-14 | 260.867 | 0.93912
1958-01-15 | 269.815 | 0.97133
1958-01-16 | 277.436 | 0.99877
1958-01-17 | 278.53 | 1.0027
1958-01-18 | 278.53 | 1.0027
1958-01-19 | 278.53 | 1.0027
1958-01-20 | 278.53 | 1.0027
1958-01-21 | 277.8 | 1.0001
1958-01-22 | 273.428 | 0.98434
1958-01-23 | 273.428 | 0.98434
1958-01-24 | 278.166 | 1.0014
1958-01-25 | 280.731 | 1.0106
1958-01-26 | 278.896 | 1.004
1958-01-27 | 278.896 | 1.004
1958-01-28 | 281.836 | 1.0146
1958-01-29 | 286.638 | 1.0319
1958-01-30 | 287.379 | 1.0346
1958-01-31 | 287.379 | 1.0346
1958-02-01 | 287.379 | 1.0346
1958-02-02 | 287.379 | 1.0346
1958-02-03 | 288.497 | 1.0386
1958-02-04 | 296.361 | 1.0669
1958-02-05 | 305.462 | 1.0997
1958-02-06 | 313.522 | 1.1287
1958-02-07 | 315.844 | 1.137
1958-02-08 | 322.857 | 1.1623
1958-02-09 | 324.03 | 1.1665
1958-02-10 | 325.21 | 1.1708
1958-02-11 | 332.317 | 1.1963
1958-02-12 | 334.701 | 1.2049
1958-02-13 | 343.112 | 1.2352
1958-02-14 | 354.07 | 1.2747
1958-02-15 | 371.41 | 1.3371
1958-02-16 | 382.745 | 1.3779
1958-02-17 | 392.961 | 1.4147
1958-02-18 | 403.3 | 1.4519
1958-02-19 | 413.76 | 1.4895
1958-02-20 | 425.685 | 1.5325
1958-02-21 | 444.523 | 1.6003
1958-02-22 | 457.281 | 1.6462
1958-02-23 | 471.14 | 1.6961
1958-02-24 | 482.831 | 1.7382
1958-02-25 | 492.749 | 1.7739
1958-02-26 | 497.039 | 1.7893
1958-02-27 | 515.791 | 1.8568
1958-02-28 | 527.469 | 1.8989
1958-03-01 | 528.936 | 1.9042
1958-03-02 | 530.41 | 1.9095
1958-03-03 | 540.77 | 1.9468
1958-03-04 | 552.716 | 1.9898
1958-03-05 | 564.781 | 2.0332
1958-03-06 | 578.506 | 2.0826
1958-03-07 | 601.708 | 2.1661
1958-03-08 | 628.508 | 2.2626
1958-03-09 | 660.675 | 2.3784
1958-03-10 | 667.179 | 2.4018
1958-03-11 | 678.673 | 2.4432
1958-03-12 | 691.914 | 2.4909
1958-03-13 | 705.271 | 2.539
1958-03-14 | 719.311 | 2.5895
1958-03-15 | 736.322 | 2.6508
1958-03-16 | 748.905 | 2.6961
1958-03-17 | 752.355 | 2.7085
1958-03-18 | 764.493 | 2.7522
1958-03-19 | 778.469 | 2.8025
1958-03-20 | 790.787 | 2.8468
1958-03-21 | 792.551 | 2.8532
1958-03-22 | 794.324 | 2.8596
1958-03-23 | 804.978 | 2.8979
1958-03-24 | 806.757 | 2.9043
1958-03-25 | 806.757 | 2.9043
1958-03-26 | 806.757 | 2.9043
1958-03-27 | 806.757 | 2.9043
1958-03-28 | 804.978 | 2.8979
1958-03-29 | 794.324 | 2.8596
1958-03-30 | 792.551 | 2.8532
1958-03-31 | 790.787 | 2.8468
1958-04-01 | 778.468 | 2.8025
1958-04-02 | 766.229 | 2.7584
1958-04-03 | 764.486 | 2.7521
1958-04-04 | 762.75 | 2.7459
1958-04-05 | 750.634 | 2.7023
1958-04-06 | 736.322 | 2.6508
1958-04-07 | 719.311 | 2.5895
1958-04-08 | 706.944 | 2.545
1958-04-09 | 703.59 | 2.5329
1958-04-10 | 691.914 | 2.4909
1958-04-11 | 678.673 | 2.4432
1958-04-12 | 665.549 | 2.396
1958-04-13 | 652.542 | 2.3492
1958-04-14 | 641.252 | 2.3085
1958-04-15 | 638.044 | 2.297
1958-04-16 | 626.879 | 2.2568
1958-04-17 | 614.223 | 2.2112
1958-04-18 | 601.685 | 2.1661
1958-04-19 | 590.807 | 2.1269
1958-04-20 | 587.717 | 2.1158
1958-04-21 | 578.491 | 2.0826
1958-04-22 | 575.43 | 2.0715
1958-04-23 | 566.292 | 2.0387
1958-04-24 | 564.773 | 2.0332
1958-04-25 | 561.757 | 2.0223
1958-04-26 | 542.267 | 1.9522
1958-04-27 | 530.41 | 1.9095
1958-04-28 | 528.936 | 1.9042
1958-04-29 | 527.469 | 1.8989
1958-04-30 | 517.235 | 1.862
1958-05-01 | 505.647 | 1.8203
1958-05-02 | 494.179 | 1.779
1958-05-03 | 484.238 | 1.7433
1958-05-04 | 481.416 | 1.7331
1958-05-05 | 471.14 | 1.6961
1958-05-06 | 458.653 | 1.6512
1958-05-07 | 456.812 | 1.6445
1958-05-08 | 455.439 | 1.6396
1958-05-09 | 447.229 | 1.61
1958-05-10 | 444.508 | 1.6002
1958-05-11 | 435.047 | 1.5662
1958-05-12 | 424.343 | 1.5276
1958-05-13 | 415.072 | 1.4943
1958-05-14 | 413.753 | 1.4895
1958-05-15 | 412.441 | 1.4848
1958-05-16 | 404.596 | 1.4565
1958-05-17 | 401.996 | 1.4472
1958-05-18 | 394.242 | 1.4193
1958-05-19 | 392.954 | 1.4146
1958-05-20 | 391.673 | 1.41
1958-05-21 | 382.745 | 1.3779
1958-05-22 | 373.902 | 1.346
1958-05-23 | 371.394 | 1.337
1958-05-24 | 363.917 | 1.3101
1958-05-25 | 362.674 | 1.3056
1958-05-26 | 361.44 | 1.3012
1958-05-27 | 354.054 | 1.2746
1958-05-28 | 352.827 | 1.2702
1958-05-29 | 352.827 | 1.2702
1958-05-30 | 352.827 | 1.2702
1958-05-31 | 351.608 | 1.2658
1958-06-01 | 344.316 | 1.2395
1958-06-02 | 341.9 | 1.2308
1958-06-03 | 334.701 | 1.2049
1958-06-04 | 333.505 | 1.2006
1958-06-05 | 332.317 | 1.1963
1958-06-06 | 325.21 | 1.1708
1958-06-07 | 324.03 | 1.1665
1958-06-08 | 322.857 | 1.1623
1958-06-09 | 315.844 | 1.137
1958-06-10 | 313.522 | 1.1287
1958-06-11 | 306.603 | 1.1038
1958-06-12 | 305.454 | 1.0996
1958-06-13 | 305.454 | 1.0996
1958-06-14 | 305.454 | 1.0996
1958-06-15 | 304.312 | 1.0955
1958-06-16 | 297.487 | 1.071
1958-06-17 | 295.228 | 1.0628
1958-06-18 | 288.497 | 1.0386
1958-06-19 | 287.379 | 1.0346
1958-06-20 | 286.269 | 1.0306
1958-06-21 | 279.632 | 1.0067
1958-06-22 | 277.436 | 0.99877
1958-06-23 | 270.894 | 0.97522
1958-06-24 | 269.807 | 0.97131
1958-06-25 | 269.807 | 0.97131
1958-06-26 | 268.729 | 0.96742
1958-06-27 | 262.282 | 0.94422
1958-06-28 | 259.796 | 0.93527
1958-06-29 | 251.349 | 0.90486
1958-06-30 | 249.948 | 0.89981
1958-07-01 | 249.948 | 0.89981
1958-07-02 | 249.948 | 0.89981
1958-07-03 | 248.906 | 0.89606
1958-07-04 | 242.682 | 0.87366
1958-07-05 | 241.649 | 0.86994
1958-07-06 | 240.623 | 0.86624
1958-07-07 | 234.495 | 0.84418
1958-07-08 | 233.477 | 0.84052
1958-07-09 | 233.477 | 0.84052
1958-07-10 | 232.468 | 0.83688
1958-07-11 | 226.436 | 0.81517
1958-07-12 | 224.441 | 0.80799
1958-07-13 | 218.505 | 0.78662
1958-07-14 | 217.52 | 0.78307
1958-07-15 | 217.52 | 0.78307
1958-07-16 | 216.543 | 0.77955
1958-07-17 | 210.704 | 0.75853
1958-07-18 | 209.735 | 0.75505
1958-07-19 | 209.735 | 0.75505
1958-07-20 | 208.774 | 0.75159
1958-07-21 | 203.032 | 0.73092
1958-07-22 | 201.134 | 0.72408
1958-07-23 | 195.49 | 0.70376
1958-07-24 | 194.553 | 0.70039
1958-07-25 | 194.553 | 0.70039
1958-07-26 | 193.625 | 0.69705
1958-07-27 | 188.078 | 0.67708
1958-07-28 | 187.158 | 0.67377
1958-07-29 | 186.246 | 0.67049
1958-07-30 | 180.797 | 0.65087
1958-07-31 | 179.893 | 0.64761
1958-08-01 | 178.997 | 0.64439
1958-08-02 | 173.647 | 0.62513
1958-08-03 | 171.88 | 0.61877
1958-08-04 | 166.629 | 0.59986
1958-08-05 | 164.895 | 0.59362
1958-08-06 | 159.743 | 0.57507
1958-08-07 | 158.888 | 0.572
1958-08-08 | 158.888 | 0.572
1958-08-09 | 158.888 | 0.572
1958-08-10 | 158.888 | 0.572
1958-08-11 | 158.042 | 0.56895
1958-08-12 | 152.99 | 0.55076
1958-08-13 | 152.152 | 0.54775
1958-08-14 | 151.322 | 0.54476
1958-08-15 | 146.369 | 0.52693
1958-08-16 | 145.548 | 0.52397
1958-08-17 | 145.548 | 0.52397
1958-08-18 | 145.548 | 0.52397
1958-08-19 | 145.548 | 0.52397
1958-08-20 | 145.548 | 0.52397
1958-08-21 | 144.735 | 0.52105
1958-08-22 | 139.883 | 0.50358
1958-08-23 | 139.078 | 0.50068
1958-08-24 | 138.282 | 0.49782
1958-08-25 | 133.53 | 0.48071
1958-08-26 | 132.743 | 0.47787
1958-08-27 | 132.743 | 0.47787
1958-08-28 | 132.743 | 0.47787
1958-08-29 | 132.743 | 0.47787
1958-08-30 | 132.743 | 0.47787
1958-08-31 | 131.963 | 0.47507
1958-09-01 | 127.313 | 0.45833
1958-09-02 | 126.542 | 0.45555
1958-09-03 | 126.033 | 0.45372
1958-09-04 | 122.989 | 0.44276
1958-09-05 | 122.484 | 0.44094
1958-09-06 | 122.232 | 0.44004
1958-09-07 | 120.727 | 0.43462
1958-09-08 | 119.731 | 0.43103
1958-09-09 | 115.285 | 0.41503
1958-09-10 | 114.548 | 0.41237
1958-09-11 | 114.792 | 0.41325
1958-09-12 | 115.286 | 0.41503
1958-09-13 | 109.717 | 0.39498
1958-09-14 | 108.755 | 0.39152
1958-09-15 | 108.755 | 0.39152
1958-09-16 | 108.755 | 0.39152
1958-09-17 | 108.994 | 0.39238
1958-09-18 | 110.191 | 0.39669
1958-09-19 | 108.994 | 0.39238
1958-09-20 | 108.755 | 0.39152
1958-09-21 | 107.809 | 0.38811
1958-09-22 | 102.64 | 0.3695
1958-09-23 | 104.502 | 0.37621
1958-09-24 | 103.808 | 0.37371
1958-09-25 | 96.911 | 0.34888
1958-09-26 | 96.226 | 0.34641
1958-09-27 | 98.95 | 0.35622
1958-09-28 | 98.273 | 0.35378
1958-09-29 | 91.55 | 0.32958
1958-09-30 | 90.442 | 0.32559
1958-10-01 | 90.442 | 0.32559
1958-10-02 | 90.442 | 0.32559
1958-10-03 | 89.788 | 0.32324
1958-10-04 | 85.893 | 0.30921
1958-10-05 | 85.249 | 0.3069
1958-10-06 | 85.249 | 0.3069
1958-10-07 | 85.249 | 0.3069
1958-10-08 | 84.613 | 0.30461
1958-10-09 | 80.823 | 0.29096
1958-10-10 | 80.196 | 0.28871
1958-10-11 | 80.196 | 0.28871
1958-10-12 | 79.578 | 0.28648
1958-10-13 | 75.894 | 0.27322
1958-10-14 | 75.284 | 0.27102
1958-10-15 | 75.284 | 0.27102
1958-10-16 | 75.083 | 0.2703
1958-10-17 | 73.879 | 0.26596
1958-10-18 | 73.678 | 0.26524
1958-10-19 | 73.678 | 0.26524
1958-10-20 | 73.678 | 0.26524
1958-10-21 | 73.879 | 0.26596
1958-10-22 | 75.693 | 0.27249
1958-10-23 | 79.37 | 0.28573
1958-10-24 | 78.34 | 0.28202
1958-10-25 | 75.69 | 0.27248
1958-10-26 | 74.684 | 0.26886
1958-10-27 | 71.106 | 0.25598
1958-10-28 | 70.514 | 0.25385
1958-10-29 | 70.514 | 0.25385
1958-10-30 | 70.514 | 0.25385
1958-10-31 | 70.514 | 0.25385
1958-11-01 | 70.514 | 0.25385
1958-11-02 | 70.514 | 0.25385
1958-11-03 | 70.514 | 0.25385
1958-11-04 | 70.514 | 0.25385
1958-11-05 | 69.932 | 0.25176
1958-11-06 | 66.461 | 0.23926
1958-11-07 | 65.887 | 0.23719
1958-11-08 | 65.887 | 0.23719
1958-11-09 | 66.461 | 0.23926
1958-11-10 | 69.932 | 0.25176
1958-11-11 | 70.514 | 0.25385
1958-11-12 | 70.514 | 0.25385
1958-11-13 | 70.514 | 0.25385
1958-11-14 | 70.514 | 0.25385
1958-11-15 | 69.932 | 0.25176
1958-11-16 | 66.461 | 0.23926
1958-11-17 | 65.887 | 0.23719
1958-11-18 | 65.887 | 0.23719
1958-11-19 | 65.887 | 0.23719
1958-11-20 | 65.887 | 0.23719
1958-11-21 | 65.887 | 0.23719
1958-11-22 | 65.887 | 0.23719
1958-11-23 | 65.887 | 0.23719
1958-11-24 | 65.887 | 0.23719
1958-11-25 | 65.887 | 0.23719
1958-11-26 | 65.887 | 0.23719
1958-11-27 | 65.887 | 0.23719
1958-11-28 | 65.322 | 0.23516
1958-11-29 | 61.959 | 0.22305
1958-11-30 | 61.404 | 0.22105
1958-12-01 | 61.404 | 0.22105
1958-12-02 | 61.404 | 0.22105
1958-12-03 | 61.404 | 0.22105
1958-12-04 | 61.404 | 0.22105
1958-12-05 | 61.404 | 0.22105
1958-12-06 | 61.404 | 0.22105
1958-12-07 | 61.404 | 0.22105
1958-12-08 | 61.404 | 0.22105
1958-12-09 | 61.404 | 0.22105
1958-12-10 | 61.404 | 0.22105
1958-12-11 | 61.404 | 0.22105
1958-12-12 | 61.404 | 0.22105
1958-12-13 | 61.404 | 0.22105
1958-12-14 | 61.96 | 0.22306
1958-12-15 | 65.322 | 0.23516
1958-12-16 | 65.887 | 0.23719
1958-12-17 | 65.887 | 0.23719
1958-12-18 | 66.461 | 0.23926
1958-12-19 | 69.932 | 0.25176
1958-12-20 | 71.106 | 0.25598
1958-12-21 | 74.684 | 0.26886
1958-12-22 | 75.284 | 0.27102
1958-12-23 | 75.284 | 0.27102
1958-12-24 | 76.512 | 0.27544
1958-12-25 | 83.985 | 0.30235
1958-12-26 | 85.249 | 0.3069
1958-12-27 | 85.893 | 0.30921
1958-12-28 | 89.135 | 0.32089
1958-12-29 | 86.538 | 0.31154
1958-12-30 | 89.788 | 0.32324
1958-12-31 | 90.442 | 0.32559
1959-01-01 | 90.442 | 0.32559
1959-01-02 | 91.104 | 0.32797
1959-01-03 | 96.702 | 0.34813
1959-01-04 | 107.109 | 0.38559
1959-01-05 | 108.755 | 0.39152
1959-01-06 | 109.475 | 0.39411
1959-01-07 | 114.556 | 0.4124
1959-01-08 | 119.731 | 0.43103
1959-01-09 | 120.477 | 0.43372
1959-01-10 | 120.477 | 0.43372
1959-01-11 | 120.477 | 0.43372
1959-01-12 | 121.231 | 0.43643
1959-01-13 | 126.551 | 0.45558
1959-01-14 | 131.963 | 0.47507
1959-01-15 | 132.743 | 0.47787
1959-01-16 | 131.963 | 0.47507
1959-01-17 | 128.084 | 0.4611
1959-01-18 | 131.963 | 0.47507
1959-01-19 | 131.963 | 0.47507
1959-01-20 | 127.313 | 0.45833
1959-01-21 | 125.78 | 0.45281
1959-01-22 | 120.485 | 0.43375
1959-01-23 | 114.556 | 0.4124
1959-01-24 | 108.528 | 0.3907
1959-01-25 | 102.176 | 0.36783
1959-01-26 | 101.245 | 0.36448
1959-01-27 | 102.176 | 0.36783
1959-01-28 | 107.809 | 0.38811
1959-01-29 | 107.809 | 0.38811
1959-01-30 | 102.176 | 0.36783
1959-01-31 | 101.245 | 0.36448
1959-02-01 | 102.176 | 0.36783
1959-02-02 | 107.809 | 0.38811
1959-02-03 | 110.203 | 0.39673
1959-02-04 | 119.749 | 0.4311
1959-02-05 | 126.551 | 0.45558
1959-02-06 | 131.963 | 0.47507
1959-02-07 | 132.743 | 0.47787
1959-02-08 | 132.743 | 0.47787
1959-02-09 | 133.53 | 0.48071
1959-02-10 | 139.087 | 0.50071
1959-02-11 | 145.556 | 0.524
1959-02-12 | 153.861 | 0.5539
1959-02-13 | 171.93 | 0.61895
1959-02-14 | 186.262 | 0.67054
1959-02-15 | 194.561 | 0.70042
1959-02-16 | 201.134 | 0.72408
1959-02-17 | 203.032 | 0.73092
1959-02-18 | 208.774 | 0.75159
1959-02-19 | 210.704 | 0.75853
1959-02-20 | 216.543 | 0.77955
1959-02-21 | 218.505 | 0.78662
1959-02-22 | 225.443 | 0.81159
1959-02-23 | 235.89 | 0.8492
1959-02-24 | 262.03 | 0.94331
1959-02-25 | 293.031 | 1.0549
1959-02-26 | 306.619 | 1.1038
1959-02-27 | 322.873 | 1.1623
1959-02-28 | 333.513 | 1.2006
1959-03-01 | 344.331 | 1.2396
1959-03-02 | 360.213 | 1.2968
1959-03-03 | 363.917 | 1.3101
1959-03-04 | 373.918 | 1.3461
1959-03-05 | 390.4 | 1.4054
1959-03-06 | 392.954 | 1.4146
1959-03-07 | 392.954 | 1.4146
1959-03-08 | 406.636 | 1.4639
1959-03-09 | 491.151 | 1.7681
1959-03-10 | 507.085 | 1.8255
1959-03-11 | 515.776 | 1.8568
1959-03-12 | 521.63 | 1.8779
1959-03-13 | 549.745 | 1.9791
1959-03-14 | 563.261 | 2.0277
1959-03-15 | 564.773 | 2.0332
1959-03-16 | 564.773 | 2.0332
1959-03-17 | 566.292 | 2.0387
1959-03-18 | 575.43 | 2.0715
1959-03-19 | 575.43 | 2.0715
1959-03-20 | 564.781 | 2.0332
1959-03-21 | 554.213 | 1.9952
1959-03-22 | 551.212 | 1.9844
1959-03-23 | 542.252 | 1.9521
1959-03-24 | 539.28 | 1.9414
1959-03-25 | 530.41 | 1.9095
1959-03-26 | 527.469 | 1.8989
1959-03-27 | 518.688 | 1.8673
1959-03-28 | 515.776 | 1.8568
1959-03-29 | 507.085 | 1.8255
1959-03-30 | 505.64 | 1.8203
1959-03-31 | 507.085 | 1.8255
1959-04-01 | 517.236 | 1.862
1959-04-02 | 528.943 | 1.9042
1959-04-03 | 540.77 | 1.9468
1959-04-04 | 554.228 | 1.9952
1959-04-05 | 573.911 | 2.0661
1959-04-06 | 578.491 | 2.0826
1959-04-07 | 589.266 | 2.1214
1959-04-08 | 601.686 | 2.1661
1959-04-09 | 614.223 | 2.2112
1959-04-10 | 625.286 | 2.251
1959-04-11 | 628.464 | 2.2625
1959-04-12 | 639.652 | 2.3027
1959-04-13 | 652.542 | 2.3492
1959-04-14 | 663.912 | 2.3901
1959-04-15 | 665.542 | 2.396
1959-04-16 | 663.912 | 2.3901
1959-04-17 | 652.542 | 2.3492
1959-04-18 | 639.652 | 2.3027
1959-04-19 | 628.464 | 2.2625
1959-04-20 | 625.286 | 2.251
1959-04-21 | 615.794 | 2.2169
1959-04-22 | 612.645 | 2.2055
1959-04-23 | 603.242 | 2.1717
1959-04-24 | 600.122 | 2.1604
1959-04-25 | 590.807 | 2.1269
1959-04-26 | 587.717 | 2.1158
1959-04-27 | 576.964 | 2.0771
1959-04-28 | 561.779 | 2.0224
1959-04-29 | 533.382 | 1.9202
1959-04-30 | 528.936 | 1.9042
1959-05-01 | 528.936 | 1.9042
1959-05-02 | 528.936 | 1.9042
1959-05-03 | 528.936 | 1.9042
1959-05-04 | 527.469 | 1.8989
1959-05-05 | 518.688 | 1.8673
1959-05-06 | 515.776 | 1.8568
1959-05-07 | 505.647 | 1.8203
1959-05-08 | 495.601 | 1.7842
1959-05-09 | 492.749 | 1.7739
1959-05-10 | 482.831 | 1.7382
1959-05-11 | 472.995 | 1.7028
1959-05-12 | 469.74 | 1.6911
1959-05-13 | 458.653 | 1.6512
1959-05-14 | 455.439 | 1.6396
1959-05-15 | 444.523 | 1.6003
1959-05-16 | 427.011 | 1.5372
1959-05-17 | 423.009 | 1.5228
1959-05-18 | 415.072 | 1.4943
1959-05-19 | 413.753 | 1.4895
1959-05-20 | 412.441 | 1.4848
1959-05-21 | 404.596 | 1.4565
1959-05-22 | 401.996 | 1.4472
1959-05-23 | 394.242 | 1.4193
1959-05-24 | 392.954 | 1.4146
1959-05-25 | 391.673 | 1.41
1959-05-26 | 384.011 | 1.3824
1959-05-27 | 381.472 | 1.3733
1959-05-28 | 372.652 | 1.3415
1959-05-29 | 363.917 | 1.3101
1959-05-30 | 362.674 | 1.3056
1959-05-31 | 361.44 | 1.3012
1959-06-01 | 352.835 | 1.2702
1959-06-02 | 344.316 | 1.2395
1959-06-03 | 343.104 | 1.2352
1959-06-04 | 341.9 | 1.2308
1959-06-05 | 334.701 | 1.2049
1959-06-06 | 332.317 | 1.1963
1959-06-07 | 325.21 | 1.1708
1959-06-08 | 322.857 | 1.1623
1959-06-09 | 315.844 | 1.137
1959-06-10 | 314.679 | 1.1328
1959-06-11 | 314.679 | 1.1328
1959-06-12 | 313.522 | 1.1287
1959-06-13 | 305.462 | 1.0997
1959-06-14 | 297.487 | 1.071
1959-06-15 | 295.228 | 1.0628
1959-06-16 | 288.497 | 1.0386
1959-06-17 | 287.379 | 1.0346
1959-06-18 | 286.269 | 1.0306
1959-06-19 | 279.632 | 1.0067
1959-06-20 | 277.436 | 0.99877
1959-06-21 | 270.894 | 0.97522
1959-06-22 | 268.729 | 0.96742
1959-06-23 | 262.282 | 0.94422
1959-06-24 | 259.796 | 0.93527
1959-06-25 | 251.349 | 0.90486
1959-06-26 | 249.948 | 0.89981
1959-06-27 | 248.906 | 0.89606
1959-06-28 | 242.682 | 0.87366
1959-06-29 | 240.623 | 0.86624
1959-06-30 | 234.495 | 0.84418
1959-07-01 | 232.468 | 0.83688
1959-07-02 | 226.436 | 0.81517
1959-07-03 | 225.434 | 0.81156
1959-07-04 | 224.441 | 0.80799
1959-07-05 | 218.505 | 0.78662
1959-07-06 | 217.52 | 0.78307
1959-07-07 | 216.543 | 0.77955
1959-07-08 | 210.704 | 0.75853
1959-07-09 | 209.735 | 0.75505
1959-07-10 | 208.774 | 0.75159
1959-07-11 | 203.985 | 0.73435
1959-07-12 | 207.813 | 0.74813
1959-07-13 | 202.087 | 0.72751
1959-07-14 | 195.49 | 0.70376
1959-07-15 | 193.625 | 0.69705
1959-07-16 | 188.078 | 0.67708
1959-07-17 | 186.246 | 0.67049
1959-07-18 | 180.797 | 0.65087
1959-07-19 | 178.997 | 0.64439
1959-07-20 | 173.647 | 0.62513
1959-07-21 | 172.76 | 0.62194
1959-07-22 | 172.76 | 0.62194
1959-07-23 | 171.88 | 0.61877
1959-07-24 | 166.629 | 0.59986
1959-07-25 | 164.895 | 0.59362
1959-07-26 | 159.743 | 0.57507
1959-07-27 | 158.042 | 0.56895
1959-07-28 | 152.99 | 0.55076
1959-07-29 | 151.322 | 0.54476
1959-07-30 | 146.369 | 0.52693
1959-07-31 | 145.548 | 0.52397
1959-08-01 | 145.548 | 0.52397
1959-08-02 | 145.548 | 0.52397
1959-08-03 | 144.735 | 0.52105
1959-08-04 | 139.883 | 0.50358
1959-08-05 | 139.078 | 0.50068
1959-08-06 | 138.282 | 0.49782
1959-08-07 | 133.53 | 0.48071
1959-08-08 | 131.963 | 0.47507
1959-08-09 | 127.313 | 0.45833
1959-08-10 | 125.78 | 0.45281
1959-08-11 | 121.231 | 0.43643
1959-08-12 | 120.477 | 0.43372
1959-08-13 | 119.731 | 0.43103
1959-08-14 | 115.285 | 0.41503
1959-08-15 | 114.548 | 0.41237
1959-08-16 | 114.548 | 0.41237
1959-08-17 | 114.548 | 0.41237
1959-08-18 | 113.819 | 0.40975
1959-08-19 | 108.528 | 0.3907
1959-08-20 | 102.176 | 0.36783
1959-08-21 | 101.245 | 0.36448
1959-08-22 | 101.245 | 0.36448
1959-08-23 | 100.557 | 0.36201
1959-08-24 | 96.454 | 0.34723
1959-08-25 | 95.774 | 0.34479
1959-08-26 | 95.103 | 0.34237
1959-08-27 | 91.104 | 0.32797
1959-08-28 | 90.442 | 0.32559
1959-08-29 | 90.442 | 0.32559
1959-08-30 | 90.442 | 0.32559
1959-08-31 | 89.788 | 0.32324
1959-09-01 | 85.893 | 0.30921
1959-09-02 | 85.249 | 0.3069
1959-09-03 | 85.249 | 0.3069
1959-09-04 | 85.249 | 0.3069
1959-09-05 | 84.613 | 0.30461
1959-09-06 | 80.823 | 0.29096
1959-09-07 | 80.196 | 0.28871
1959-09-08 | 80.196 | 0.28871
1959-09-09 | 80.196 | 0.28871
1959-09-10 | 79.578 | 0.28648
1959-09-11 | 75.894 | 0.27322
1959-09-12 | 75.284 | 0.27102
1959-09-13 | 75.284 | 0.27102
1959-09-14 | 75.284 | 0.27102
1959-09-15 | 75.284 | 0.27102
1959-09-16 | 74.684 | 0.26886
1959-09-17 | 71.106 | 0.25598
1959-09-18 | 70.514 | 0.25385
1959-09-19 | 70.514 | 0.25385
1959-09-20 | 70.514 | 0.25385
1959-09-21 | 70.514 | 0.25385
1959-09-22 | 69.932 | 0.25176
1959-09-23 | 66.461 | 0.23926
1959-09-24 | 65.887 | 0.23719
1959-09-25 | 65.887 | 0.23719
1959-09-26 | 65.887 | 0.23719
1959-09-27 | 65.887 | 0.23719
1959-09-28 | 65.887 | 0.23719
1959-09-29 | 65.887 | 0.23719
1959-09-30 | 66.461 | 0.23926
1959-10-01 | 69.349 | 0.24966
1959-10-02 | 66.461 | 0.23926
1959-10-03 | 65.887 | 0.23719
1959-10-04 | 65.887 | 0.23719
1959-10-05 | 65.887 | 0.23719
1959-10-06 | 65.887 | 0.23719
1959-10-07 | 65.887 | 0.23719
1959-10-08 | 65.322 | 0.23516
1959-10-09 | 61.959 | 0.22305
1959-10-10 | 61.404 | 0.22105
1959-10-11 | 61.404 | 0.22105
1959-10-12 | 61.404 | 0.22105
1959-10-13 | 61.404 | 0.22105
1959-10-14 | 61.404 | 0.22105
1959-10-15 | 60.857 | 0.21909
1959-10-16 | 57.602 | 0.20737
1959-10-17 | 57.064 | 0.20543
1959-10-18 | 57.064 | 0.20543
1959-10-19 | 57.064 | 0.20543
1959-10-20 | 57.064 | 0.20543
1959-10-21 | 57.064 | 0.20543
1959-10-22 | 57.064 | 0.20543
1959-10-23 | 57.064 | 0.20543
1959-10-24 | 57.064 | 0.20543
1959-10-25 | 57.064 | 0.20543
1959-10-26 | 57.064 | 0.20543
1959-10-27 | 57.064 | 0.20543
1959-10-28 | 57.064 | 0.20543
1959-10-29 | 57.064 | 0.20543
1959-10-30 | 57.064 | 0.20543
1959-10-31 | 57.064 | 0.20543
1959-11-01 | 57.064 | 0.20543
1959-11-02 | 57.064 | 0.20543
1959-11-03 | 57.064 | 0.20543
1959-11-04 | 57.064 | 0.20543
1959-11-05 | 57.064 | 0.20543
1959-11-06 | 57.602 | 0.20737
1959-11-07 | 60.857 | 0.21909
1959-11-08 | 61.404 | 0.22105
1959-11-09 | 61.404 | 0.22105
1959-11-10 | 60.857 | 0.21909
1959-11-11 | 57.602 | 0.20737
1959-11-12 | 57.064 | 0.20543
1959-11-13 | 57.064 | 0.20543
1959-11-14 | 57.064 | 0.20543
1959-11-15 | 57.064 | 0.20543
1959-11-16 | 57.064 | 0.20543
1959-11-17 | 57.064 | 0.20543
1959-11-18 | 57.064 | 0.20543
1959-11-19 | 57.064 | 0.20543
1959-11-20 | 57.064 | 0.20543
1959-11-21 | 57.064 | 0.20543
1959-11-22 | 57.064 | 0.20543
1959-11-23 | 57.064 | 0.20543
1959-11-24 | 57.064 | 0.20543
1959-11-25 | 57.064 | 0.20543
1959-11-26 | 57.064 | 0.20543
1959-11-27 | 57.064 | 0.20543
1959-11-28 | 57.064 | 0.20543
1959-11-29 | 57.064 | 0.20543
1959-11-30 | 56.016 | 0.20166
1959-12-01 | 49.835 | 0.17941
1959-12-02 | 48.823 | 0.17576
1959-12-03 | 48.823 | 0.17576
1959-12-04 | 48.823 | 0.17576
1959-12-05 | 48.823 | 0.17576
1959-12-06 | 48.823 | 0.17576
1959-12-07 | 48.823 | 0.17576
1959-12-08 | 48.823 | 0.17576
1959-12-09 | 48.823 | 0.17576
1959-12-10 | 48.823 | 0.17576
1959-12-11 | 48.823 | 0.17576
1959-12-12 | 49.324 | 0.17757
1959-12-13 | 52.36 | 0.1885
1959-12-14 | 52.87 | 0.19033
1959-12-15 | 52.87 | 0.19033
1959-12-16 | 52.87 | 0.19033
1959-12-17 | 52.87 | 0.19033
1959-12-18 | 53.39 | 0.1922
1959-12-19 | 56.535 | 0.20353
1959-12-20 | 57.064 | 0.20543
1959-12-21 | 57.602 | 0.20737
1959-12-22 | 60.857 | 0.21909
1959-12-23 | 61.96 | 0.22306
1959-12-24 | 65.896 | 0.23723
1959-12-25 | 69.932 | 0.25176
1959-12-26 | 72.935 | 0.26257
1959-12-27 | 88.542 | 0.31875
1959-12-28 | 95.103 | 0.34237
1959-12-29 | 96.454 | 0.34723
1959-12-30 | 102.197 | 0.36791
1959-12-31 | 114.344 | 0.41164
1960-01-01 | 125.797 | 0.45287
1960-01-02 | 135.165 | 0.48659
1960-01-03 | 156.408 | 0.56307
1960-01-04 | 166.646 | 0.59993
1960-01-05 | 179.926 | 0.64773
1960-01-06 | 193.641 | 0.69711
1960-01-07 | 202.087 | 0.72751
1960-01-08 | 208.774 | 0.75159
1960-01-09 | 209.735 | 0.75505
1960-01-10 | 209.735 | 0.75505
1960-01-11 | 209.735 | 0.75505
1960-01-12 | 208.774 | 0.75159
1960-01-13 | 203.032 | 0.73092
1960-01-14 | 202.079 | 0.72748
1960-01-15 | 202.079 | 0.72748
1960-01-16 | 202.079 | 0.72748
1960-01-17 | 203.032 | 0.73092
1960-01-18 | 208.774 | 0.75159
1960-01-19 | 210.704 | 0.75853
1960-01-20 | 217.528 | 0.7831
1960-01-21 | 223.448 | 0.80441
1960-01-22 | 218.505 | 0.78662
1960-01-23 | 217.52 | 0.78307
1960-01-24 | 217.52 | 0.78307
1960-01-25 | 217.52 | 0.78307
1960-01-26 | 215.574 | 0.77607
1960-01-27 | 204.946 | 0.73781
1960-01-28 | 208.774 | 0.75159
1960-01-29 | 211.681 | 0.76205
1960-01-30 | 222.463 | 0.80087
1960-01-31 | 218.179 | 0.78544
1960-02-01 | 215.236 | 0.77485
1960-02-02 | 214.911 | 0.77368
1960-02-03 | 214.911 | 0.77368
1960-02-04 | 214.911 | 0.77368
1960-02-05 | 215.236 | 0.77485
1960-02-06 | 219.172 | 0.78902
1960-02-07 | 231.467 | 0.83328
1960-02-08 | 233.477 | 0.84052
1960-02-09 | 237.944 | 0.8566
1960-02-10 | 270.702 | 0.97453
1960-02-11 | 318.509 | 1.1466
1960-02-12 | 377.845 | 1.3602
1960-02-13 | 357.781 | 1.288
1960-02-14 | 352.827 | 1.2702
1960-02-15 | 354.054 | 1.2746
1960-02-16 | 366.456 | 1.3192
1960-02-17 | 402.972 | 1.4507
1960-02-18 | 440.05 | 1.5842
1960-02-19 | 469.394 | 1.6898
1960-02-20 | 529.68 | 1.9068
1960-02-21 | 595.062 | 2.1422
1960-02-22 | 621.598 | 2.2378
1960-02-23 | 635.917 | 2.2893
1960-02-24 | 651.464 | 2.3453
1960-02-25 | 658.484 | 2.3705
1960-02-26 | 648.232 | 2.3336
1960-02-27 | 635.381 | 2.2874
1960-02-28 | 623.173 | 2.2434
1960-02-29 | 615.267 | 2.215
1960-03-01 | 615.267 | 2.215
1960-03-02 | 622.114 | 2.2396
1960-03-03 | 631.143 | 2.2721
1960-03-04 | 659.046 | 2.3726
1960-03-05 | 654.157 | 2.355
1960-03-06 | 654.157 | 2.355
1960-03-07 | 669.95 | 2.4118
1960-03-08 | 711.486 | 2.5613
1960-03-09 | 737.463 | 2.6549
1960-03-10 | 739.168 | 2.661
1960-03-11 | 755.864 | 2.7211
1960-03-12 | 812.339 | 2.9244
1960-03-13 | 896.396 | 3.227
1960-03-14 | 907.522 | 3.2671
1960-03-15 | 900.019 | 3.2401
1960-03-16 | 923.913 | 3.3261
1960-03-17 | 946.781 | 3.4084
1960-03-18 | 948.693 | 3.4153
1960-03-19 | 942.944 | 3.3946
1960-03-20 | 957.043 | 3.4454
1960-03-21 | 982.24 | 3.5361
1960-03-22 | 989.398 | 3.5618
1960-03-23 | 1017.017 | 3.6613
1960-03-24 | 1064.375 | 3.8317
1960-03-25 | 1044.888 | 3.7616
1960-03-26 | 1022.251 | 3.6801
1960-03-27 | 1026.885 | 3.6968
1960-03-28 | 1028.211 | 3.7016
1960-03-29 | 1028.211 | 3.7016
1960-03-30 | 1026.885 | 3.6968
1960-03-31 | 1022.252 | 3.6801
1960-04-01 | 1040.196 | 3.7447
1960-04-02 | 1042.196 | 3.7519
1960-04-03 | 1057.608 | 3.8074
1960-04-04 | 1062.317 | 3.8243
1960-04-05 | 1074.474 | 3.8681
1960-04-06 | 1076.504 | 3.8754
1960-04-07 | 1078.541 | 3.8827
1960-04-08 | 1090.782 | 3.9268
1960-04-09 | 1092.826 | 3.9342
1960-04-10 | 1090.102 | 3.9244
1960-04-11 | 1073.799 | 3.8657
1960-04-12 | 1071.765 | 3.8584
1960-04-13 | 1075.826 | 3.873
1960-04-14 | 1075.826 | 3.873
1960-04-15 | 1070.414 | 3.8535
1960-04-16 | 1059.626 | 3.8147
1960-04-17 | 1045.537 | 3.7639
1960-04-18 | 1040.19 | 3.7447
1960-04-19 | 1040.196 | 3.7447
1960-04-20 | 1022.251 | 3.6801
1960-04-21 | 1024.897 | 3.6896
1960-04-22 | 1011.032 | 3.6397
1960-04-23 | 987.448 | 3.5548
1960-04-24 | 973.797 | 3.5057
1960-04-25 | 977.686 | 3.5197
1960-04-26 | 965.401 | 3.4754
1960-04-27 | 949.979 | 3.4199
1960-04-28 | 934.671 | 3.3648
1960-04-29 | 919.476 | 3.3101
1960-04-30 | 905.018 | 3.2581
1960-05-01 | 893.158 | 3.2154
1960-05-02 | 873.964 | 3.1463
1960-05-03 | 853.724 | 3.0734
1960-05-04 | 854.327 | 3.0756
1960-05-05 | 849.477 | 3.0581
1960-05-06 | 815.128 | 2.9345
1960-05-07 | 797.281 | 2.8702
1960-05-08 | 782.569 | 2.8172
1960-05-09 | 767.392 | 2.7626
1960-05-10 | 766.81 | 2.7605
1960-05-11 | 755.241 | 2.7189
1960-05-12 | 740.321 | 2.6652
1960-05-13 | 722.696 | 2.6017
1960-05-14 | 724.954 | 2.6098
1960-05-15 | 714.241 | 2.5713
1960-05-16 | 699.697 | 2.5189
1960-05-17 | 679.778 | 2.4472
1960-05-18 | 668.269 | 2.4058
1960-05-19 | 671.545 | 2.4176
1960-05-20 | 660.121 | 2.3764
1960-05-21 | 643.399 | 2.3162
1960-05-22 | 645.541 | 2.3239
1960-05-23 | 634.321 | 2.2836
1960-05-24 | 617.902 | 2.2244
1960-05-25 | 620.005 | 2.232
1960-05-26 | 608.991 | 2.1924
1960-05-27 | 592.875 | 2.1343
1960-05-28 | 593.909 | 2.1381
1960-05-29 | 580.028 | 2.0881
1960-05-30 | 578.492 | 2.0826
1960-05-31 | 567.306 | 2.0423
1960-06-01 | 568.315 | 2.0459
1960-06-02 | 567.304 | 2.0423
1960-06-03 | 557.725 | 2.0078
1960-06-04 | 552.21 | 1.988
1960-06-05 | 545.23 | 1.9628
1960-06-06 | 540.269 | 1.945
1960-06-07 | 533.85 | 1.9219
1960-06-08 | 531.393 | 1.913
1960-06-09 | 522.582 | 1.8813
1960-06-10 | 519.66 | 1.8708
1960-06-11 | 510.939 | 1.8394
1960-06-12 | 507.568 | 1.8272
1960-06-13 | 496.555 | 1.7876
1960-06-14 | 497.028 | 1.7893
1960-06-15 | 493.698 | 1.7773
1960-06-16 | 487.538 | 1.7551
1960-06-17 | 485.18 | 1.7466
1960-06-18 | 476.729 | 1.7162
1960-06-19 | 474.858 | 1.7095
1960-06-20 | 471.132 | 1.6961
1960-06-21 | 465.102 | 1.6744
1960-06-22 | 463.254 | 1.6677
1960-06-23 | 457.272 | 1.6462
1960-06-24 | 451.332 | 1.6248
1960-06-25 | 438.191 | 1.5775
1960-06-26 | 441.341 | 1.5888
1960-06-27 | 441.341 | 1.5888
1960-06-28 | 435.49 | 1.5678
1960-06-29 | 431.905 | 1.5549
1960-06-30 | 429.234 | 1.5452
1960-07-01 | 416.834 | 1.5006
1960-07-02 | 417.714 | 1.5038
1960-07-03 | 406.338 | 1.4628
1960-07-04 | 408.074 | 1.4691
1960-07-05 | 401.131 | 1.4441
1960-07-06 | 399.832 | 1.4394
1960-07-07 | 397.685 | 1.4317
1960-07-08 | 385.712 | 1.3886
1960-07-09 | 388.683 | 1.3993
1960-07-10 | 388.259 | 1.3977
1960-07-11 | 380.628 | 1.3703
1960-07-12 | 377.263 | 1.3581
1960-07-13 | 365.577 | 1.3161
1960-07-14 | 368.477 | 1.3265
1960-07-15 | 368.062 | 1.325
1960-07-16 | 360.615 | 1.2982
1960-07-17 | 359.378 | 1.2938
1960-07-18 | 357.74 | 1.2879
1960-07-19 | 347.955 | 1.2526
1960-07-20 | 345.122 | 1.2424
1960-07-21 | 337.892 | 1.2164
1960-07-22 | 335.497 | 1.2078
1960-07-23 | 328.36 | 1.1821
1960-07-24 | 325.996 | 1.1736
1960-07-25 | 318.952 | 1.1482
1960-07-26 | 316.234 | 1.1384
1960-07-27 | 305.846 | 1.101
1960-07-28 | 297.864 | 1.0723
1960-07-29 | 298.995 | 1.0764
1960-07-30 | 297.867 | 1.0723
1960-07-31 | 288.13 | 1.0373
1960-08-01 | 281.835 | 1.0146
1960-08-02 | 278.166 | 1.0014
1960-08-03 | 273.066 | 0.98304
1960-08-04 | 269.449 | 0.97002
1960-08-05 | 264.422 | 0.95192
1960-08-06 | 261.567 | 0.94164
1960-08-07 | 260.502 | 0.93781
1960-08-08 | 255.555 | 0.92
1960-08-09 | 250.298 | 0.90107
1960-08-10 | 246.823 | 0.88856
1960-08-11 | 241.994 | 0.87118
1960-08-12 | 239.252 | 0.86131
1960-08-13 | 237.891 | 0.85641
1960-08-14 | 231.124 | 0.83205
1960-08-15 | 225.769 | 0.81277
1960-08-16 | 222.454 | 0.80083
1960-08-17 | 217.849 | 0.78426
1960-08-18 | 214.588 | 0.77252
1960-08-19 | 210.059 | 0.75621
1960-08-20 | 206.851 | 0.74466
1960-08-21 | 202.398 | 0.72863
1960-08-22 | 199.244 | 0.71728
1960-08-23 | 194.866 | 0.70152
1960-08-24 | 191.767 | 0.69036
1960-08-25 | 187.465 | 0.67487
1960-08-26 | 185.026 | 0.66609
1960-08-27 | 184.116 | 0.66282
1960-08-28 | 179.599 | 0.64656
1960-08-29 | 173.06 | 0.62302
1960-08-30 | 168.37 | 0.60613
1960-08-31 | 165.471 | 0.5957
1960-09-01 | 161.451 | 0.58122
1960-09-02 | 158.607 | 0.57099
1960-09-03 | 154.665 | 0.55679
1960-09-04 | 151.876 | 0.54675
1960-09-05 | 148.011 | 0.53284
1960-09-06 | 145.278 | 0.523
1960-09-07 | 141.491 | 0.50937
1960-09-08 | 138.814 | 0.49973
1960-09-09 | 135.105 | 0.48638
1960-09-10 | 132.484 | 0.47694
1960-09-11 | 128.854 | 0.46387
1960-09-12 | 126.289 | 0.45464
1960-09-13 | 122.738 | 0.44186
1960-09-14 | 120.229 | 0.43282
1960-09-15 | 117.003 | 0.42121
1960-09-16 | 116.263 | 0.41855
1960-09-17 | 114.306 | 0.4115
1960-09-18 | 110.914 | 0.39929
1960-09-19 | 108.519 | 0.39067
1960-09-20 | 104.973 | 0.3779
1960-09-21 | 101.479 | 0.36532
1960-09-22 | 99.636 | 0.35869
1960-09-23 | 98.95 | 0.35622
1960-09-24 | 95.333 | 0.3432
1960-09-25 | 89.572 | 0.32246
1960-09-26 | 88.695 | 0.3193
1960-09-27 | 88.262 | 0.31774
1960-09-28 | 85.464 | 0.30767
1960-09-29 | 83.761 | 0.30154
1960-09-30 | 83.549 | 0.30078
1960-10-01 | 83.549 | 0.30078
1960-10-02 | 83.128 | 0.29926
1960-10-03 | 80.406 | 0.28946
1960-10-04 | 78.749 | 0.2835
1960-10-05 | 78.543 | 0.28275
1960-10-06 | 78.543 | 0.28275
1960-10-07 | 78.134 | 0.28128
1960-10-08 | 75.488 | 0.27176
1960-10-09 | 73.879 | 0.26596
1960-10-10 | 73.678 | 0.26524
1960-10-11 | 73.281 | 0.26381
1960-10-12 | 70.713 | 0.25457
1960-10-13 | 69.15 | 0.24894
1960-10-14 | 68.956 | 0.24824
1960-10-15 | 68.956 | 0.24824
1960-10-16 | 68.571 | 0.24686
1960-10-17 | 66.269 | 0.23857
1960-10-18 | 65.698 | 0.23651
1960-10-19 | 64.565 | 0.23243
1960-10-20 | 64.377 | 0.23176
1960-10-21 | 64.377 | 0.23176
1960-10-22 | 64.377 | 0.23176
1960-10-23 | 64.003 | 0.23041
1960-10-24 | 61.59 | 0.22172
1960-10-25 | 60.123 | 0.21644
1960-10-26 | 59.941 | 0.21579
1960-10-27 | 59.941 | 0.21579
1960-10-28 | 59.579 | 0.21448
1960-10-29 | 57.245 | 0.20608
1960-10-30 | 55.826 | 0.20097
1960-10-31 | 55.65 | 0.20034
1960-11-01 | 55.65 | 0.20034
1960-11-02 | 55.65 | 0.20034
1960-11-03 | 55.65 | 0.20034
1960-11-04 | 55.65 | 0.20034
1960-11-05 | 55.65 | 0.20034
1960-11-06 | 55.65 | 0.20034
1960-11-07 | 55.65 | 0.20034
1960-11-08 | 55.65 | 0.20034
1960-11-09 | 55.65 | 0.20034
1960-11-10 | 55.65 | 0.20034
1960-11-11 | 55.65 | 0.20034
1960-11-12 | 55.65 | 0.20034
1960-11-13 | 55.65 | 0.20034
1960-11-14 | 55.301 | 0.19908
1960-11-15 | 54.087 | 0.19471
1960-11-16 | 58.148 | 0.20933
1960-11-17 | 53.4 | 0.19224
1960-11-18 | 50.493 | 0.18177
1960-11-19 | 50.156 | 0.18056
1960-11-20 | 50.156 | 0.18056
1960-11-21 | 50.156 | 0.18056
1960-11-22 | 50.156 | 0.18056
1960-11-23 | 50.834 | 0.183
1960-11-24 | 54.26 | 0.19534
1960-11-25 | 51.513 | 0.18545
1960-11-26 | 54.955 | 0.19784
1960-11-27 | 55.65 | 0.20034
1960-11-28 | 55.65 | 0.20034
1960-11-29 | 55.65 | 0.20034
1960-11-30 | 55.65 | 0.20034
1960-12-01 | 55.65 | 0.20034
1960-12-02 | 55.301 | 0.19908
1960-12-03 | 52.874 | 0.19035
1960-12-04 | 50.493 | 0.18177
1960-12-05 | 50.156 | 0.18056
1960-12-06 | 50.156 | 0.18056
1960-12-07 | 50.156 | 0.18056
1960-12-08 | 50.156 | 0.18056
1960-12-09 | 50.156 | 0.18056
1960-12-10 | 50.156 | 0.18056
1960-12-11 | 50.156 | 0.18056
1960-12-12 | 50.156 | 0.18056
1960-12-13 | 50.834 | 0.183
1960-12-14 | 54.955 | 0.19784
1960-12-15 | 55.65 | 0.20034
1960-12-16 | 55.65 | 0.20034
1960-12-17 | 55.65 | 0.20034
1960-12-18 | 55.65 | 0.20034
1960-12-19 | 55.65 | 0.20034
1960-12-20 | 55.65 | 0.20034
1960-12-21 | 55.65 | 0.20034
1960-12-22 | 55.65 | 0.20034
1960-12-23 | 55.65 | 0.20034
1960-12-24 | 56.182 | 0.20226
1960-12-25 | 59.4 | 0.21384
1960-12-26 | 60.491 | 0.21777
1960-12-27 | 63.818 | 0.22974
1960-12-28 | 64.377 | 0.23176
1960-12-29 | 64.945 | 0.2338
1960-12-30 | 68.379 | 0.24616
1960-12-31 | 69.542 | 0.25035
1961-01-01 | 73.084 | 0.2631
1961-01-02 | 74.282 | 0.26742
1961-01-03 | 77.93 | 0.28055
1961-01-04 | 78.543 | 0.28275
1961-01-05 | 78.543 | 0.28275
1961-01-06 | 79.164 | 0.28499
1961-01-07 | 82.919 | 0.29851
1961-01-08 | 83.549 | 0.30078
1961-01-09 | 84.835 | 0.30541
1961-01-10 | 92.215 | 0.33197
1961-01-11 | 91.991 | 0.33117
1961-01-12 | 98.274 | 0.35379
1961-01-13 | 99.406 | 0.35786
1961-01-14 | 100.797 | 0.36287
1961-01-15 | 109.246 | 0.39329
1961-01-16 | 111.396 | 0.40103
1961-01-17 | 115.529 | 0.4159
1961-01-18 | 115.037 | 0.41413
1961-01-19 | 116.263 | 0.41855
1961-01-20 | 116.509 | 0.41943
1961-01-21 | 116.509 | 0.41943
1961-01-22 | 116.509 | 0.41943
1961-01-23 | 116.509 | 0.41943
1961-01-24 | 117.252 | 0.42211
1961-01-25 | 121.732 | 0.43824
1961-01-26 | 125.573 | 0.45206
1961-01-27 | 145.338 | 0.52322
1961-01-28 | 154.391 | 0.55581
1961-01-29 | 160.312 | 0.57712
1961-01-30 | 163.183 | 0.58746
1961-01-31 | 179.079 | 0.64468
1961-02-01 | 206.31 | 0.74272
1961-02-02 | 226.79 | 0.81644
1961-02-03 | 223.778 | 0.8056
1961-02-04 | 223.778 | 0.8056
1961-02-05 | 232.838 | 0.83822
1961-02-06 | 253.479 | 0.91252
1961-02-07 | 261.927 | 0.94294
1961-02-08 | 256.611 | 0.9238
1961-02-09 | 257.679 | 0.92764
1961-02-10 | 270.179 | 0.97264
1961-02-11 | 271.619 | 0.97783
1961-02-12 | 280.001 | 1.008
1961-02-13 | 281.098 | 1.012
1961-02-14 | 279.263 | 1.0053
1961-02-15 | 281.098 | 1.012
1961-02-16 | 282.573 | 1.0173
1961-02-17 | 289.989 | 1.044
1961-02-18 | 306.888 | 1.1048
1961-02-19 | 378.809 | 1.3637
1961-02-20 | 399.84 | 1.4394
1961-02-21 | 410.26 | 1.4769
1961-02-22 | 422.139 | 1.5197
1961-02-23 | 442.273 | 1.5922
1961-02-24 | 462.345 | 1.6644
1961-02-25 | 473.473 | 1.7045
1961-02-26 | 492.764 | 1.774
1961-02-27 | 506.131 | 1.8221
1961-02-28 | 520.152 | 1.8725
1961-03-01 | 529.431 | 1.906
1961-03-02 | 541.268 | 1.9486
1961-03-03 | 554.716 | 1.997
1961-03-04 | 557.722 | 2.0078
1961-03-05 | 559.251 | 2.0133
1961-03-06 | 533.873 | 1.9219
1961-03-07 | 545.443 | 1.9636
1961-03-08 | 628.703 | 2.2633
1961-03-09 | 665.061 | 2.3942
1961-03-10 | 707.545 | 2.5472
1961-03-11 | 713.111 | 2.5672
1961-03-12 | 703.044 | 2.531
1961-03-13 | 681.427 | 2.4531
1961-03-14 | 674.826 | 2.4294
1961-03-15 | 675.925 | 2.4333
1961-03-16 | 687.487 | 2.475
1961-03-17 | 700.806 | 2.5229
1961-03-18 | 714.241 | 2.5713
1961-03-19 | 734.683 | 2.6449
1961-03-20 | 786.728 | 2.8322
1961-03-21 | 782.569 | 2.8172
1961-03-22 | 769.138 | 2.7689
1961-03-23 | 782.569 | 2.8172
1961-03-24 | 795.504 | 2.8638
1961-03-25 | 799.051 | 2.8766
1961-03-26 | 812.723 | 2.9258
1961-03-27 | 837.359 | 3.0145
1961-03-28 | 869.658 | 3.1308
1961-03-29 | 876.418 | 3.1551
1961-03-30 | 895.071 | 3.2223
1961-03-31 | 948.141 | 3.4133
1961-04-01 | 988.76 | 3.5595
1961-04-02 | 982.881 | 3.5384
1961-04-03 | 978.984 | 3.5243
1961-04-04 | 967.333 | 3.4824
1961-04-05 | 965.394 | 3.4754
1961-04-06 | 965.394 | 3.4754
1961-04-07 | 967.333 | 3.4824
1961-04-08 | 978.984 | 3.5243
1961-04-09 | 980.929 | 3.5313
1961-04-10 | 977.691 | 3.5197
1961-04-11 | 957.678 | 3.4476
1961-04-12 | 949.334 | 3.4176
1961-04-13 | 941.03 | 3.3877
1961-04-14 | 939.117 | 3.3808
1961-04-15 | 934.03 | 3.3625
1961-04-16 | 925.155 | 3.3306
1961-04-17 | 918.84 | 3.3078
1961-04-18 | 910.031 | 3.2761
1961-04-19 | 901.893 | 3.2468
1961-04-20 | 881.986 | 3.1751
1961-04-21 | 873.95 | 3.1462
1961-04-22 | 864.117 | 3.1108
1961-04-23 | 850.069 | 3.0602
1961-04-24 | 836.121 | 3.01
1961-04-25 | 825.281 | 2.971
1961-04-26 | 812.713 | 2.9258
1961-04-27 | 806.165 | 2.9022
1961-04-28 | 796.688 | 2.8681
1961-04-29 | 783.152 | 2.8193
1961-04-30 | 770.299 | 2.7731
1961-05-01 | 765.647 | 2.7563
1961-05-02 | 768.551 | 2.7668
1961-05-03 | 769.132 | 2.7689
1961-05-04 | 766.812 | 2.7605
1961-05-05 | 748.927 | 2.6961
1961-05-06 | 722.14 | 2.5997
1961-05-07 | 713.113 | 2.5672
1961-05-08 | 701.361 | 2.5249
1961-05-09 | 691.358 | 2.4889
1961-05-10 | 678.673 | 2.4432
1961-05-11 | 667.179 | 2.4018
1961-05-12 | 664.998 | 2.394
1961-05-13 | 660.652 | 2.3783
1961-05-14 | 652 | 2.3472
1961-05-15 | 640.718 | 2.3066
1961-05-16 | 635.907 | 2.2893
1961-05-17 | 632.719 | 2.2778
1961-05-18 | 616.326 | 2.2188
1961-05-19 | 609.502 | 2.1942
1961-05-20 | 601.163 | 2.1642
1961-05-21 | 589.779 | 2.1232
1961-05-22 | 581.558 | 2.0936
1961-05-23 | 577.467 | 2.0789
1961-05-24 | 575.938 | 2.0734
1961-05-25 | 568.32 | 2.046
1961-05-26 | 557.725 | 2.0078
1961-05-27 | 552.21 | 1.988
1961-05-28 | 545.23 | 1.9628
1961-05-29 | 538.792 | 1.9397
1961-05-30 | 523.076 | 1.8831
1961-05-31 | 517.714 | 1.8638
1961-06-01 | 516.259 | 1.8585
1961-06-02 | 510.455 | 1.8376
1961-06-03 | 509.008 | 1.8324
1961-06-04 | 503.729 | 1.8134
1961-06-05 | 488.963 | 1.7603
1961-06-06 | 486.121 | 1.75
1961-06-07 | 482.355 | 1.7365
1961-06-08 | 475.793 | 1.7129
1961-06-09 | 471.132 | 1.6961
1961-06-10 | 466.028 | 1.6777
1961-06-11 | 469.737 | 1.6911
1961-06-12 | 464.18 | 1.671
1961-06-13 | 457.272 | 1.6462
1961-06-14 | 452.694 | 1.6297
1961-06-15 | 446.774 | 1.6084
1961-06-16 | 445.412 | 1.6035
1961-06-17 | 442.695 | 1.5937
1961-06-18 | 442.243 | 1.5921
1961-06-19 | 441.341 | 1.5888
1961-06-20 | 434.596 | 1.5645
1961-06-21 | 425.226 | 1.5308
1961-06-22 | 421.236 | 1.5164
1961-06-23 | 419.912 | 1.5117
1961-06-24 | 414.193 | 1.4911
1961-06-25 | 409.383 | 1.4738
1961-06-26 | 400.269 | 1.441
1961-06-27 | 393.384 | 1.4162
1961-06-28 | 389.962 | 1.4039
1961-06-29 | 388.683 | 1.3993
1961-06-30 | 383.163 | 1.3794
1961-07-01 | 378.94 | 1.3642
1961-07-02 | 373.482 | 1.3445
1961-07-03 | 372.227 | 1.34
1961-07-04 | 369.724 | 1.331
1961-07-05 | 368.477 | 1.3265
1961-07-06 | 363.089 | 1.3071
1961-07-07 | 358.969 | 1.2923
1961-07-08 | 353.644 | 1.2731
1961-07-09 | 352.014 | 1.2673
1961-07-10 | 347.142 | 1.2497
1961-07-11 | 345.928 | 1.2453
1961-07-12 | 342.704 | 1.2337
1961-07-13 | 337.092 | 1.2135
1961-07-14 | 333.903 | 1.2021
1961-07-15 | 333.505 | 1.2006
1961-07-16 | 332.712 | 1.1978
1961-07-17 | 327.57 | 1.1793
1961-07-18 | 323.25 | 1.1637
1961-07-19 | 315.072 | 1.1343
1961-07-20 | 308.901 | 1.112
1961-07-21 | 305.074 | 1.0983
1961-07-22 | 299.753 | 1.0791
1961-07-23 | 296.731 | 1.0682
1961-07-24 | 295.602 | 1.0642
1961-07-25 | 290.732 | 1.0466
1961-07-26 | 287.01 | 1.0332
1961-07-27 | 281.835 | 1.0146
1961-07-28 | 278.166 | 1.0014
1961-07-29 | 273.428 | 0.98434
1961-07-30 | 272.339 | 0.98042
1961-07-31 | 269.09 | 0.96872
1961-08-01 | 261.573 | 0.94166
1961-08-02 | 255.555 | 0.92
1961-08-03 | 250.298 | 0.90107
1961-08-04 | 247.514 | 0.89105
1961-08-05 | 246.476 | 0.88731
1961-08-06 | 241.994 | 0.87118
1961-08-07 | 238.571 | 0.85886
1961-08-08 | 233.817 | 0.84174
1961-08-09 | 230.115 | 0.82841
1961-08-10 | 223.118 | 0.80322
1961-08-11 | 217.849 | 0.78426
1961-08-12 | 214.588 | 0.77252
1961-08-13 | 210.059 | 0.75621
1961-08-14 | 206.851 | 0.74466
1961-08-15 | 202.398 | 0.72863
1961-08-16 | 199.244 | 0.71728
1961-08-17 | 194.866 | 0.70152
1961-08-18 | 191.767 | 0.69036
1961-08-19 | 187.465 | 0.67487
1961-08-20 | 184.42 | 0.66391
1961-08-21 | 180.195 | 0.6487
1961-08-22 | 177.205 | 0.63794
1961-08-23 | 172.763 | 0.62195
1961-08-24 | 168.37 | 0.60613
1961-08-25 | 165.471 | 0.5957
1961-08-26 | 161.736 | 0.58225
1961-08-27 | 160.879 | 0.57916
1961-08-28 | 158.607 | 0.57099
1961-08-29 | 154.665 | 0.55679
1961-08-30 | 152.43 | 0.54875
1961-08-31 | 152.152 | 0.54775
1961-09-01 | 152.152 | 0.54775
1961-09-02 | 152.152 | 0.54775
1961-09-03 | 152.152 | 0.54775
1961-09-04 | 151.322 | 0.54476
1961-09-05 | 145.826 | 0.52497
1961-09-06 | 141.491 | 0.50937
1961-09-07 | 138.814 | 0.49973
1961-09-08 | 135.105 | 0.48638
1961-09-09 | 132.484 | 0.47694
1961-09-10 | 128.854 | 0.46387
1961-09-11 | 126.798 | 0.45647
1961-09-12 | 126.033 | 0.45372
1961-09-13 | 122.738 | 0.44186
1961-09-14 | 120.229 | 0.43282
1961-09-15 | 116.757 | 0.42033
1961-09-16 | 114.306 | 0.4115
1961-09-17 | 110.914 | 0.39929
1961-09-18 | 108.994 | 0.39238
1961-09-19 | 108.28 | 0.38981
1961-09-20 | 104.973 | 0.3779
1961-09-21 | 101.709 | 0.36615
1961-09-22 | 101.015 | 0.36365
1961-09-23 | 99.18 | 0.35705
1961-09-24 | 96.001 | 0.3456
1961-09-25 | 93.76 | 0.33754
1961-09-26 | 90.663 | 0.32639
1961-09-27 | 88.48 | 0.31853
1961-09-28 | 85.677 | 0.30844
1961-09-29 | 85.036 | 0.30613
1961-09-30 | 83.761 | 0.30154
1961-10-01 | 83.128 | 0.29926
1961-10-02 | 80.406 | 0.28946
1961-10-03 | 78.749 | 0.2835
1961-10-04 | 78.543 | 0.28275
1961-10-05 | 78.134 | 0.28128
1961-10-06 | 75.69 | 0.27248
1961-10-07 | 75.083 | 0.2703
1961-10-08 | 73.879 | 0.26596
1961-10-09 | 73.281 | 0.26381
1961-10-10 | 70.908 | 0.25527
1961-10-11 | 70.514 | 0.25385
1961-10-12 | 70.319 | 0.25315
1961-10-13 | 69.15 | 0.24894
1961-10-14 | 68.956 | 0.24824
1961-10-15 | 68.956 | 0.24824
1961-10-16 | 68.571 | 0.24686
1961-10-17 | 66.08 | 0.23789
1961-10-18 | 64.191 | 0.23109
1961-10-19 | 61.773 | 0.22238
1961-10-20 | 61.22 | 0.22039
1961-10-21 | 60.123 | 0.21644
1961-10-22 | 59.941 | 0.21579
1961-10-23 | 59.579 | 0.21448
1961-10-24 | 57.422 | 0.20672
1961-10-25 | 57.064 | 0.20543
1961-10-26 | 56.887 | 0.20479
1961-10-27 | 55.826 | 0.20097
1961-10-28 | 55.65 | 0.20034
1961-10-29 | 55.65 | 0.20034
1961-10-30 | 55.65 | 0.20034
1961-10-31 | 55.65 | 0.20034
1961-11-01 | 55.301 | 0.19908
1961-11-02 | 53.216 | 0.19158
1961-11-03 | 52.87 | 0.19033
1961-11-04 | 52.87 | 0.19033
1961-11-05 | 53.216 | 0.19158
1961-11-06 | 55.477 | 0.19972
1961-11-07 | 56.887 | 0.20479
1961-11-08 | 57.422 | 0.20672
1961-11-09 | 59.579 | 0.21448
1961-11-10 | 59.941 | 0.21579
1961-11-11 | 60.123 | 0.21644
1961-11-12 | 61.037 | 0.21973
1961-11-13 | 60.306 | 0.2171
1961-11-14 | 61.59 | 0.22172
1961-11-15 | 64.003 | 0.23041
1961-11-16 | 64.377 | 0.23176
1961-11-17 | 64.565 | 0.23243
1961-11-18 | 65.133 | 0.23448
1961-11-19 | 61.959 | 0.22305
1961-11-20 | 61.404 | 0.22105
1961-11-21 | 61.773 | 0.22238
1961-11-22 | 64.003 | 0.23041
1961-11-23 | 65.136 | 0.23449
1961-11-24 | 70.133 | 0.25248
1961-11-25 | 73.481 | 0.26453
1961-11-26 | 75.083 | 0.2703
1961-11-27 | 75.284 | 0.27102
1961-11-28 | 75.284 | 0.27102
1961-11-29 | 75.284 | 0.27102
1961-11-30 | 75.894 | 0.27322
1961-12-01 | 79.578 | 0.28648
1961-12-02 | 80.196 | 0.28871
1961-12-03 | 80.823 | 0.29096
1961-12-04 | 85.257 | 0.30693
1961-12-05 | 91.121 | 0.32804
1961-12-06 | 102.234 | 0.36804
1961-12-07 | 117.28 | 0.42221
1961-12-08 | 123.035 | 0.44293
1961-12-09 | 174.044 | 0.62656
1961-12-10 | 199.904 | 0.71965
1961-12-11 | 206.851 | 0.74466
1961-12-12 | 210.059 | 0.75621
1961-12-13 | 216.23 | 0.77843
1961-12-14 | 233.574 | 0.84087
1961-12-15 | 268.495 | 0.96658
1961-12-16 | 299.848 | 1.0795
1961-12-17 | 334.017 | 1.2025
1961-12-18 | 371.487 | 1.3374
1961-12-19 | 400.731 | 1.4426
1961-12-20 | 412.003 | 1.4832
1961-12-21 | 408.516 | 1.4707
1961-12-22 | 391.286 | 1.4086
1961-12-23 | 368.917 | 1.3281
1961-12-24 | 381.488 | 1.3734
1961-12-25 | 392.961 | 1.4147
1961-12-26 | 405.93 | 1.4613
1961-12-27 | 436.939 | 1.573
1961-12-28 | 478.194 | 1.7215
1961-12-29 | 494.657 | 1.7808
1961-12-30 | 507.086 | 1.8255
1961-12-31 | 504.683 | 1.8169
1962-01-01 | 495.601 | 1.7842
1962-01-02 | 498.483 | 1.7945
1962-01-03 | 527.513 | 1.899
1962-01-04 | 555.784 | 2.0008
1962-01-05 | 609.834 | 2.1954
1962-01-06 | 709.488 | 2.5542
1962-01-07 | 767.516 | 2.7631
1962-01-08 | 827.149 | 2.9777
1962-01-09 | 841.564 | 3.0296
1962-01-10 | 853.11 | 3.0712
1962-01-11 | 856.159 | 3.0822
1962-01-12 | 867.195 | 3.1219
1962-01-13 | 890.673 | 3.2064
1962-01-14 | 894.396 | 3.2198
1962-01-15 | 891.91 | 3.2109
1962-01-16 | 873.964 | 3.1463
1962-01-17 | 853.724 | 3.0734
1962-01-18 | 855.549 | 3.08
1962-01-19 | 865.344 | 3.1152
1962-01-20 | 879.511 | 3.1662
1962-01-21 | 895.655 | 3.2244
1962-01-22 | 922.672 | 3.3216
1962-01-23 | 972.605 | 3.5014
1962-01-24 | 1034.939 | 3.7258
1962-01-25 | 1071.779 | 3.8584
1962-01-26 | 1084.006 | 3.9024
1962-01-27 | 1134.184 | 4.0831
1962-01-28 | 1176.86 | 4.2367
1962-01-29 | 1234.873 | 4.4455
1962-01-30 | 1361.787 | 4.9024
1962-01-31 | 1422.526 | 5.1211
1962-02-01 | 1461.228 | 5.2604
1962-02-02 | 1502.013 | 5.4072
1962-02-03 | 1560.912 | 5.6193
1962-02-04 | 1617.579 | 5.8233
1962-02-05 | 1693.465 | 6.0965
1962-02-06 | 1770.012 | 6.372
1962-02-07 | 1823.913 | 6.5661
1962-02-08 | 1882.062 | 6.7754
1962-02-09 | 1925.095 | 6.9303
1962-02-10 | 1954.332 | 7.0356
1962-02-11 | 1978.414 | 7.1223
1962-02-12 | 2010.728 | 7.2386
1962-02-13 | 2033.302 | 7.3199
1962-02-14 | 2045.086 | 7.3623
1962-02-15 | 2034.205 | 7.3231
1962-02-16 | 2023.349 | 7.2841
1962-02-17 | 2032.392 | 7.3166
1962-02-18 | 2042.384 | 7.3526
1962-02-19 | 2102.728 | 7.5698
1962-02-20 | 2179.637 | 7.8467
1962-02-21 | 2202.077 | 7.9275
1962-02-22 | 2207.718 | 7.9478
1962-02-23 | 2249.384 | 8.0978
1962-02-24 | 2376.149 | 8.5541
1962-02-25 | 2460.396 | 8.8574
1962-02-26 | 2587.309 | 9.3143
1962-02-27 | 2673.735 | 9.6254
1962-02-28 | 2717.116 | 9.7816
1962-03-01 | 2878.383 | 10.3622
1962-03-02 | 2920.779 | 10.5148
1962-03-03 | 2896.283 | 10.4266
1962-03-04 | 2832.798 | 10.1981
1962-03-05 | 2762.62 | 9.9454
1962-03-06 | 2721.085 | 9.7959
1962-03-07 | 2710.746 | 9.7587
1962-03-08 | 2712.813 | 9.7661
1962-03-09 | 2698.375 | 9.7142
1962-03-10 | 2716.949 | 9.781
1962-03-11 | 2747.009 | 9.8892
1962-03-12 | 2806.508 | 10.1034
1962-03-13 | 2858.097 | 10.2891
1962-03-14 | 2896.266 | 10.4266
1962-03-15 | 2902.646 | 10.4495
1962-03-16 | 2909.038 | 10.4725
1962-03-17 | 2912.238 | 10.4841
1962-03-18 | 2928.26 | 10.5417
1962-03-19 | 2949.678 | 10.6188
1962-03-20 | 2967.991 | 10.6848
1962-03-21 | 3073.256 | 11.0637
1962-03-22 | 3191.23 | 11.4884
1962-03-23 | 3324.828 | 11.9694
1962-03-24 | 3455.028 | 12.4381
1962-03-25 | 3498.895 | 12.596
1962-03-26 | 3532.594 | 12.7173
1962-03-27 | 3558.265 | 12.8098
1962-03-28 | 3619.326 | 13.0296
1962-03-29 | 3733.176 | 13.4394
1962-03-30 | 3796.658 | 13.668
1962-03-31 | 3825.58 | 13.7721
1962-04-01 | 3830.41 | 13.7895
1962-04-02 | 3841.296 | 13.8287
1962-04-03 | 3872.829 | 13.9422
1962-04-04 | 3921.54 | 14.1175
1962-04-05 | 3887.413 | 13.9947
1962-04-06 | 3841.304 | 13.8287
1962-04-07 | 3806.291 | 13.7026
1962-04-08 | 3748.68 | 13.4952
1962-04-09 | 3675.997 | 13.2336
1962-04-10 | 3655.84 | 13.161
1962-04-11 | 3636.937 | 13.093
1962-04-12 | 3613.367 | 13.0081
1962-04-13 | 3612.189 | 13.0039
1962-04-14 | 3621.609 | 13.0378
1962-04-15 | 3591.049 | 12.9278
1962-04-16 | 3547.774 | 12.772
1962-04-17 | 3476.914 | 12.5169
1962-04-18 | 3433.116 | 12.3592
1962-04-19 | 3348.536 | 12.0547
1962-04-20 | 3295.284 | 11.863
1962-04-21 | 3242.451 | 11.6728
1962-04-22 | 3195.549 | 11.504
1962-04-23 | 3184.427 | 11.4639
1962-04-24 | 3154.502 | 11.3562
1962-04-25 | 3123.606 | 11.245
1962-04-26 | 3078.606 | 11.083
1962-04-27 | 3052.403 | 10.9887
1962-04-28 | 3007.88 | 10.8284
1962-04-29 | 2978.711 | 10.7234
1962-04-30 | 2952.901 | 10.6304
1962-05-01 | 2927.193 | 10.5379
1962-05-02 | 2901.587 | 10.4457
1962-05-03 | 2879.262 | 10.3653
1962-05-04 | 2869.727 | 10.331
1962-05-05 | 2824.357 | 10.1677
1962-05-06 | 2770.938 | 9.9754
1962-05-07 | 2741.801 | 9.8705
1962-05-08 | 2716.949 | 9.781
1962-05-09 | 2692.2 | 9.6919
1962-05-10 | 2666.532 | 9.5995
1962-05-11 | 2633.843 | 9.4818
1962-05-12 | 2596.267 | 9.3466
1962-05-13 | 2572.018 | 9.2593
1962-05-14 | 2559.936 | 9.2158
1962-05-15 | 2536.858 | 9.1327
1962-05-16 | 2506.893 | 9.0248
1962-05-17 | 2481.054 | 8.9318
1962-05-18 | 2451.391 | 8.825
1962-05-19 | 2427.773 | 8.74
1962-05-20 | 2409.156 | 8.673
1962-05-21 | 2378.925 | 8.5641
1962-05-22 | 2342.094 | 8.4315
1962-05-23 | 2309.363 | 8.3137
1962-05-24 | 2273.98 | 8.1863
1962-05-25 | 2249.262 | 8.0973
1962-05-26 | 2226.559 | 8.0156
1962-05-27 | 2203.961 | 7.9343
1962-05-28 | 2181.468 | 7.8533
1962-05-29 | 2159.081 | 7.7727
1962-05-30 | 2136.798 | 7.6925
1962-05-31 | 2114.621 | 7.6126
1962-06-01 | 2090.721 | 7.5266
1962-06-02 | 2057.824 | 7.4082
1962-06-03 | 2032.403 | 7.3167
1962-06-04 | 1999.93 | 7.1997
1962-06-05 | 1976.62 | 7.1158
1962-06-06 | 1955.219 | 7.0388
1962-06-07 | 1933.924 | 6.9621
1962-06-08 | 1912.735 | 6.8858
1962-06-09 | 1891.653 | 6.81
1962-06-10 | 1870.677 | 6.7344
1962-06-11 | 1849.808 | 6.6593
1962-06-12 | 1829.045 | 6.5846
1962-06-13 | 1808.389 | 6.5102
1962-06-14 | 1786.139 | 6.4301
1962-06-15 | 1755.53 | 6.3199
1962-06-16 | 1733.568 | 6.2408
1962-06-17 | 1715.084 | 6.1743
1962-06-18 | 1705.042 | 6.1382
1962-06-19 | 1686.705 | 6.0721
1962-06-20 | 1666.8 | 6.0005
1962-06-21 | 1647.003 | 5.9292
1962-06-22 | 1627.313 | 5.8583
1962-06-23 | 1606.921 | 5.7849
1962-06-24 | 1582.602 | 5.6974
1962-06-25 | 1562.463 | 5.6249
1962-06-26 | 1543.242 | 5.5557
1962-06-27 | 1524.13 | 5.4869
1962-06-28 | 1505.126 | 5.4185
1962-06-29 | 1486.231 | 5.3504
1962-06-30 | 1467.445 | 5.2828
1962-07-01 | 1448.768 | 5.2156
1962-07-02 | 1430.199 | 5.1487
1962-07-03 | 1413.271 | 5.0878
1962-07-04 | 1403.315 | 5.0519
1962-07-05 | 1381.98 | 4.9751
1962-07-06 | 1363.051 | 4.907
1962-07-07 | 1344.994 | 4.842
1962-07-08 | 1327.046 | 4.7774
1962-07-09 | 1309.208 | 4.7131
1962-07-10 | 1291.48 | 4.6493
1962-07-11 | 1273.863 | 4.5859
1962-07-12 | 1256.355 | 4.5229
1962-07-13 | 1240.4 | 4.4654
1962-07-14 | 1233.898 | 4.442
1962-07-15 | 1229.581 | 4.4265
1962-07-16 | 1206.641 | 4.3439
1962-07-17 | 1192.395 | 4.2926
1962-07-18 | 1176.117 | 4.234
1962-07-19 | 1160.636 | 4.1783
1962-07-20 | 1152.931 | 4.1506
1962-07-21 | 1141.077 | 4.1079
1962-07-22 | 1120.977 | 4.0355
1962-07-23 | 1103.776 | 3.9736
1962-07-24 | 1087.38 | 3.9146
1962-07-25 | 1071.769 | 3.8584
1962-07-26 | 1059.626 | 3.8147
1962-07-27 | 1044.203 | 3.7591
1962-07-28 | 1028.879 | 3.704
1962-07-29 | 1016.96 | 3.6611
1962-07-30 | 1001.825 | 3.6066
1962-07-31 | 987.439 | 3.5548
1962-08-01 | 979.634 | 3.5267
1962-08-02 | 966.044 | 3.4778
1962-08-03 | 954.464 | 3.4361
1962-08-04 | 941.032 | 3.3877
1962-08-05 | 933.397 | 3.3602
1962-08-06 | 920.104 | 3.3124
1962-08-07 | 908.779 | 3.2716
1962-08-08 | 895.645 | 3.2243
1962-08-09 | 888.18 | 3.1974
1962-08-10 | 875.186 | 3.1507
1962-08-11 | 864.729 | 3.113
1962-08-12 | 854.332 | 3.0756
1962-08-13 | 840.356 | 3.0253
1962-08-14 | 825.883 | 2.9732
1962-08-15 | 811.525 | 2.9215
1962-08-16 | 798.46 | 2.8745
1962-08-17 | 791.376 | 2.849
1962-08-18 | 778.468 | 2.8025
1962-08-19 | 766.229 | 2.7584
1962-08-20 | 763.328 | 2.748
1962-08-21 | 755.812 | 2.7209
1962-08-22 | 749.48 | 2.6981
1962-08-23 | 737.458 | 2.6548
1962-08-24 | 726.095 | 2.6139
1962-08-25 | 707.51 | 2.547
1962-08-26 | 700.243 | 2.5209
1962-08-27 | 692.463 | 2.4929
1962-08-28 | 686.379 | 2.471
1962-08-29 | 674.831 | 2.4294
1962-08-30 | 665.003 | 2.394
1962-08-31 | 653.617 | 2.353
1962-09-01 | 647.689 | 2.3317
1962-09-02 | 639.115 | 2.3008
1962-09-03 | 626.879 | 2.2568
1962-09-04 | 615.27 | 2.215
1962-09-05 | 608.981 | 2.1923
1962-09-06 | 597.017 | 2.1493
1962-09-07 | 582.586 | 2.0973
1962-09-08 | 575.94 | 2.0734
1962-09-09 | 565.284 | 2.035
1962-09-10 | 557.221 | 2.006
1962-09-11 | 552.21 | 1.988
1962-09-12 | 544.24 | 1.9593
1962-09-13 | 533.853 | 1.9219
1962-09-14 | 527.959 | 1.9007
1962-09-15 | 515.791 | 1.8568
1962-09-16 | 496.089 | 1.7859
1962-09-17 | 486.126 | 1.7501
1962-09-18 | 476.262 | 1.7145
1962-09-19 | 471.132 | 1.6961
1962-09-20 | 463.72 | 1.6694
1962-09-21 | 453.612 | 1.633
1962-09-22 | 445.417 | 1.6035
1962-09-23 | 435.047 | 1.5662
1962-09-24 | 425.226 | 1.5308
1962-09-25 | 420.355 | 1.5133
1962-09-26 | 413.32 | 1.488
1962-09-27 | 404.163 | 1.455
1962-09-28 | 398.973 | 1.4363
1962-09-29 | 389.967 | 1.4039
1962-09-30 | 382.32 | 1.3764
1962-10-01 | 372.652 | 1.3415
1962-10-02 | 362.682 | 1.3057
1962-10-03 | 354.054 | 1.2746
1962-10-04 | 351.608 | 1.2658
1962-10-05 | 343.112 | 1.2352
1962-10-06 | 333.513 | 1.2006
1962-10-07 | 325.21 | 1.1708
1962-10-08 | 322.857 | 1.1623
1962-10-09 | 314.687 | 1.1329
1962-10-10 | 305.462 | 1.0997
1962-10-11 | 297.487 | 1.071
1962-10-12 | 295.228 | 1.0628
1962-10-13 | 287.387 | 1.0346
1962-10-14 | 279.632 | 1.0067
1962-10-15 | 277.436 | 0.99877
1962-10-16 | 269.815 | 0.97133
1962-10-17 | 260.867 | 0.93912
1962-10-18 | 251.349 | 0.90486
1962-10-19 | 248.906 | 0.89606
1962-10-20 | 241.657 | 0.86997
1962-10-21 | 233.485 | 0.84055
1962-10-22 | 226.436 | 0.81517
1962-10-23 | 224.441 | 0.80799
1962-10-24 | 217.528 | 0.7831
1962-10-25 | 209.743 | 0.75507
1962-10-26 | 203.032 | 0.73092
1962-10-27 | 201.134 | 0.72408
1962-10-28 | 194.561 | 0.70042
1962-10-29 | 187.166 | 0.6738
1962-10-30 | 180.797 | 0.65087
1962-10-31 | 178.997 | 0.64439
1962-11-01 | 172.768 | 0.62196
1962-11-02 | 166.629 | 0.59986
1962-11-03 | 164.895 | 0.59362
1962-11-04 | 158.897 | 0.57203
1962-11-05 | 152.99 | 0.55076
1962-11-06 | 152.152 | 0.54775
1962-11-07 | 152.152 | 0.54775
1962-11-08 | 152.152 | 0.54775
1962-11-09 | 151.322 | 0.54476
1962-11-10 | 146.369 | 0.52693
1962-11-11 | 145.548 | 0.52397
1962-11-12 | 145.548 | 0.52397
1962-11-13 | 144.735 | 0.52105
1962-11-14 | 139.883 | 0.50358
1962-11-15 | 138.282 | 0.49782
1962-11-16 | 133.53 | 0.48071
1962-11-17 | 132.743 | 0.47787
1962-11-18 | 132.743 | 0.47787
1962-11-19 | 132.743 | 0.47787
1962-11-20 | 132.743 | 0.47787
1962-11-21 | 132.743 | 0.47787
1962-11-22 | 133.53 | 0.48071
1962-11-23 | 138.282 | 0.49782
1962-11-24 | 139.078 | 0.50068
1962-11-25 | 139.078 | 0.50068
1962-11-26 | 139.078 | 0.50068
1962-11-27 | 139.078 | 0.50068
1962-11-28 | 139.883 | 0.50358
1962-11-29 | 144.735 | 0.52105
1962-11-30 | 146.369 | 0.52693
1962-12-01 | 152.16 | 0.54778
1962-12-02 | 158.042 | 0.56895
1962-12-03 | 158.042 | 0.56895
1962-12-04 | 152.99 | 0.55076
1962-12-05 | 152.99 | 0.55076
1962-12-06 | 158.897 | 0.57203
1962-12-07 | 164.895 | 0.59362
1962-12-08 | 165.758 | 0.59673
1962-12-09 | 166.629 | 0.59986
1962-12-10 | 173.664 | 0.62519
1962-12-11 | 186.262 | 0.67054
1962-12-12 | 193.625 | 0.69705
1962-12-13 | 195.49 | 0.70376
1962-12-14 | 202.087 | 0.72751
1962-12-15 | 208.774 | 0.75159
1962-12-16 | 209.735 | 0.75505
1962-12-17 | 210.704 | 0.75853
1962-12-18 | 216.543 | 0.77955
1962-12-19 | 218.505 | 0.78662
1962-12-20 | 224.441 | 0.80799
1962-12-21 | 227.445 | 0.8188
1962-12-22 | 243.082 | 0.8751
1962-12-23 | 269.526 | 0.97029
1962-12-24 | 293 | 1.0548
1962-12-25 | 298.629 | 1.0751
1962-12-26 | 314.711 | 1.133
1962-12-27 | 332.332 | 1.1964
1962-12-28 | 345.558 | 1.244
1962-12-29 | 370.175 | 1.3326
1962-12-30 | 384.026 | 1.3825
1962-12-31 | 403.323 | 1.452
1963-01-01 | 428.893 | 1.544
1963-01-02 | 476.82 | 1.7166
1963-01-03 | 497.061 | 1.7894
1963-01-04 | 532.004 | 1.9152
1963-01-05 | 591.029 | 2.1277
1963-01-06 | 666.364 | 2.3989
1963-01-07 | 743.311 | 2.6759
1963-01-08 | 778.49 | 2.8026
1963-01-09 | 804.992 | 2.898
1963-01-10 | 821.084 | 2.9559
1963-01-11 | 831.896 | 2.9948
1963-01-12 | 822.878 | 2.9624
1963-01-13 | 821.077 | 2.9559
1963-01-14 | 822.878 | 2.9624
1963-01-15 | 835.519 | 3.0079
1963-01-16 | 866.855 | 3.1207
1963-01-17 | 989.093 | 3.5607
1963-01-18 | 1056.354 | 3.8029
1963-01-19 | 1122.491 | 4.041
1963-01-20 | 1198.17 | 4.3134
1963-01-21 | 1234.63 | 4.4447
1963-01-22 | 1236.787 | 4.4524
1963-01-23 | 1223.822 | 4.4058
1963-01-24 | 1223.823 | 4.4058
1963-01-25 | 1236.787 | 4.4524
1963-01-26 | 1238.951 | 4.4602
1963-01-27 | 1236.787 | 4.4524
1963-01-28 | 1225.98 | 4.4135
1963-01-29 | 1236.787 | 4.4524
1963-01-30 | 1243.301 | 4.4759
1963-01-31 | 1271.678 | 4.578
1963-02-01 | 1295.926 | 4.6653
1963-02-02 | 1342.781 | 4.834
1963-02-03 | 1379.713 | 4.967
1963-02-04 | 1407.155 | 5.0658
1963-02-05 | 1442.587 | 5.1933
1963-02-06 | 1487.101 | 5.3536
1963-02-07 | 1570.609 | 5.6542
1963-02-08 | 1628.974 | 5.8643
1963-02-09 | 1656.073 | 5.9619
1963-02-10 | 1693.384 | 6.0962
1963-02-11 | 1733.588 | 6.2409
1963-02-12 | 1775.077 | 6.3903
1963-02-13 | 1816.13 | 6.5381
1963-02-14 | 1822.141 | 6.5597
1963-02-15 | 1827.323 | 6.5784
1963-02-16 | 1863.729 | 6.7094
1963-02-17 | 1905.716 | 6.8606
1963-02-18 | 1950.81 | 7.0229
1963-02-19 | 2004.437 | 7.216
1963-02-20 | 2015.225 | 7.2548
1963-02-21 | 2034.209 | 7.3232
1963-02-22 | 2055.999 | 7.4016
1963-02-23 | 2075.147 | 7.4705
1963-02-24 | 2080.635 | 7.4903
1963-02-25 | 2097.136 | 7.5497
1963-02-26 | 2099.889 | 7.5596
1963-02-27 | 2099.889 | 7.5596
1963-02-28 | 2092.561 | 7.5332
1963-03-01 | 2056.015 | 7.4017
1963-03-02 | 2095.321 | 7.5432
1963-03-03 | 2119.229 | 7.6292
1963-03-04 | 2121.995 | 7.6392
1963-03-05 | 2127.548 | 7.6592
1963-03-06 | 2166.551 | 7.7996
1963-03-07 | 2211.502 | 7.9614
1963-03-08 | 2254.966 | 8.1179
1963-03-09 | 2286.38 | 8.231
1963-03-10 | 2313.204 | 8.3275
1963-03-11 | 2359.535 | 8.4943
1963-03-12 | 2423.885 | 8.726
1963-03-13 | 2480.115 | 8.9284
1963-03-14 | 2564.02 | 9.2305
1963-03-15 | 2620.635 | 9.4343
1963-03-16 | 2679.886 | 9.6476
1963-03-17 | 2715.918 | 9.7773
1963-03-18 | 2741.801 | 9.8705
1963-03-19 | 2767.8 | 9.9641
1963-03-20 | 2802.297 | 10.0883
1963-03-21 | 2844.352 | 10.2397
1963-03-22 | 2850.676 | 10.2624
1963-03-23 | 2847.511 | 10.251
1963-03-24 | 2825.385 | 10.1714
1963-03-25 | 2799.144 | 10.0769
1963-03-26 | 2767.8 | 9.9641
1963-03-27 | 2741.801 | 9.8705
1963-03-28 | 2713.859 | 9.7699
1963-03-29 | 2670.638 | 9.6143
1963-03-30 | 2646.07 | 9.5259
1963-03-31 | 2643.006 | 9.5148
1963-04-01 | 2639.948 | 9.5038
1963-04-02 | 2618.573 | 9.4269
1963-04-03 | 2597.27 | 9.3502
1963-04-04 | 2591.199 | 9.3283
1963-04-05 | 2573.025 | 9.2629
1963-04-06 | 2566.98 | 9.2411
1963-04-07 | 2545.878 | 9.1652
1963-04-08 | 2521.853 | 9.0787
1963-04-09 | 2497.932 | 8.9926
1963-04-10 | 2474.115 | 8.9068
1963-04-11 | 2450.403 | 8.8215
1963-04-12 | 2426.794 | 8.7365
1963-04-13 | 2403.289 | 8.6518
1963-04-14 | 2382.804 | 8.5781
1963-04-15 | 2376.967 | 8.5571
1963-04-16 | 2359.496 | 8.4942
1963-04-17 | 2356.587 | 8.4837
1963-04-18 | 2356.587 | 8.4837
1963-04-19 | 2353.685 | 8.4733
1963-04-20 | 2333.402 | 8.4002
1963-04-21 | 2313.191 | 8.3275
1963-04-22 | 2307.432 | 8.3068
1963-04-23 | 2286.38 | 8.231
1963-04-24 | 2260.65 | 8.1383
1963-04-25 | 2251.161 | 8.1042
1963-04-26 | 2217.133 | 7.9817
1963-04-27 | 2208.656 | 7.9512
1963-04-28 | 2188.954 | 7.8802
1963-04-29 | 2166.531 | 7.7995
1963-04-30 | 2146.994 | 7.7292
1963-05-01 | 2141.428 | 7.7091
1963-05-02 | 2122.002 | 7.6392
1963-05-03 | 2099.895 | 7.5596
1963-05-04 | 2077.894 | 7.4804
1963-05-05 | 2058.726 | 7.4114
1963-05-06 | 2055.992 | 7.4016
1963-05-07 | 2053.265 | 7.3918
1963-05-08 | 2036.923 | 7.3329
1963-05-09 | 2031.488 | 7.3134
1963-05-10 | 2012.525 | 7.2451
1963-05-11 | 1993.634 | 7.1771
1963-05-12 | 1988.253 | 7.1577
1963-05-13 | 1972.149 | 7.0997
1963-05-14 | 1966.794 | 7.0805
1963-05-15 | 1948.109 | 7.0132
1963-05-16 | 1929.497 | 6.9462
1963-05-17 | 1924.195 | 6.9271
1963-05-18 | 1905.696 | 6.8605
1963-05-19 | 1884.649 | 6.7847
1963-05-20 | 1863.709 | 6.7094
1963-05-21 | 1842.875 | 6.6344
1963-05-22 | 1821.289 | 6.5566
1963-05-23 | 1798.099 | 6.4732
1963-05-24 | 1794.672 | 6.4608
1963-05-25 | 1792.109 | 6.4516
1963-05-26 | 1774.201 | 6.3871
1963-05-27 | 1753.831 | 6.3138
1963-05-28 | 1733.568 | 6.2408
1963-05-29 | 1713.412 | 6.1683
1963-05-30 | 1693.364 | 6.0961
1963-05-31 | 1675.905 | 6.0333
1963-06-01 | 1670.934 | 6.0154
1963-06-02 | 1653.59 | 5.9529
1963-06-03 | 1633.865 | 5.8819
1963-06-04 | 1614.247 | 5.8113
1963-06-05 | 1594.738 | 5.7411
1963-06-06 | 1575.337 | 5.6712
1963-06-07 | 1556.044 | 5.6018
1963-06-08 | 1536.859 | 5.5327
1963-06-09 | 1520.157 | 5.4726
1963-06-10 | 1515.402 | 5.4554
1963-06-11 | 1498.816 | 5.3957
1963-06-12 | 1479.957 | 5.3278
1963-06-13 | 1461.207 | 5.2603
1963-06-14 | 1442.566 | 5.1932
1963-06-15 | 1424.034 | 5.1265
1963-06-16 | 1404.849 | 5.0575
1963-06-17 | 1381.98 | 4.9751
1963-06-18 | 1363.051 | 4.907
1963-06-19 | 1344.994 | 4.842
1963-06-20 | 1327.046 | 4.7774
1963-06-21 | 1309.208 | 4.7131
1963-06-22 | 1291.48 | 4.6493
1963-06-23 | 1273.863 | 4.5859
1963-06-24 | 1258.533 | 4.5307
1963-06-25 | 1251.999 | 4.5072
1963-06-26 | 1225.987 | 4.4136
1963-06-27 | 1221.665 | 4.398
1963-06-28 | 1221.665 | 4.398
1963-06-29 | 1221.665 | 4.398
1963-06-30 | 1221.665 | 4.398
1963-07-01 | 1219.515 | 4.3903
1963-07-02 | 1204.496 | 4.3362
1963-07-03 | 1187.432 | 4.2748
1963-07-04 | 1170.478 | 4.2137
1963-07-05 | 1153.636 | 4.1531
1963-07-06 | 1136.904 | 4.0929
1963-07-07 | 1120.284 | 4.033
1963-07-08 | 1103.776 | 3.9736
1963-07-09 | 1087.38 | 3.9146
1963-07-10 | 1071.095 | 3.8559
1963-07-11 | 1054.922 | 3.7977
1963-07-12 | 1038.198 | 3.7375
1963-07-13 | 1018.286 | 3.6658
1963-07-14 | 1003.789 | 3.6136
1963-07-15 | 999.854 | 3.5995
1963-07-16 | 986.139 | 3.5501
1963-07-17 | 972.503 | 3.501
1963-07-18 | 968.624 | 3.487
1963-07-19 | 955.107 | 3.4384
1963-07-20 | 941.669 | 3.39
1963-07-21 | 937.846 | 3.3762
1963-07-22 | 924.528 | 3.3283
1963-07-23 | 909.408 | 3.2739
1963-07-24 | 896.268 | 3.2266
1963-07-25 | 892.53 | 3.2131
1963-07-26 | 879.511 | 3.1662
1963-07-27 | 866.569 | 3.1196
1963-07-28 | 861.06 | 3.0998
1963-07-29 | 839.149 | 3.0209
1963-07-30 | 833.704 | 3.0013
1963-07-31 | 821.084 | 2.9559
1963-08-01 | 808.543 | 2.9108
1963-08-02 | 804.978 | 2.8979
1963-08-03 | 792.559 | 2.8532
1963-08-04 | 778.468 | 2.8025
1963-08-05 | 766.229 | 2.7584
1963-08-06 | 762.75 | 2.7459
1963-08-07 | 750.634 | 2.7023
1963-08-08 | 738.597 | 2.6589
1963-08-09 | 734.608 | 2.6446
1963-08-10 | 719.311 | 2.5895
1963-08-11 | 706.944 | 2.545
1963-08-12 | 703.59 | 2.5329
1963-08-13 | 691.914 | 2.4909
1963-08-14 | 678.673 | 2.4432
1963-08-15 | 665.549 | 2.396
1963-08-16 | 652.542 | 2.3492
1963-08-17 | 641.252 | 2.3085
1963-08-18 | 638.044 | 2.297
1963-08-19 | 628.464 | 2.2625
1963-08-20 | 625.286 | 2.251
1963-08-21 | 614.223 | 2.2112
1963-08-22 | 601.685 | 2.1661
1963-08-23 | 589.266 | 2.1214
1963-08-24 | 576.964 | 2.0771
1963-08-25 | 566.292 | 2.0387
1963-08-26 | 564.773 | 2.0332
1963-08-27 | 563.261 | 2.0277
1963-08-28 | 554.213 | 1.9952
1963-08-29 | 551.212 | 1.9844
1963-08-30 | 540.77 | 1.9468
1963-08-31 | 528.943 | 1.9042
1963-09-01 | 518.688 | 1.8673
1963-09-02 | 515.776 | 1.8568
1963-09-03 | 505.647 | 1.8203
1963-09-04 | 494.179 | 1.779
1963-09-05 | 482.831 | 1.7382
1963-09-06 | 472.995 | 1.7028
1963-09-07 | 469.74 | 1.6911
1963-09-08 | 458.653 | 1.6512
1963-09-09 | 455.439 | 1.6396
1963-09-10 | 447.229 | 1.61
1963-09-11 | 443.159 | 1.5954
1963-09-12 | 427.011 | 1.5372
1963-09-13 | 423.009 | 1.5228
1963-09-14 | 415.072 | 1.4943
1963-09-15 | 412.441 | 1.4848
1963-09-16 | 404.596 | 1.4565
1963-09-17 | 401.996 | 1.4472
1963-09-18 | 392.961 | 1.4147
1963-09-19 | 382.745 | 1.3779
1963-09-20 | 372.652 | 1.3415
1963-09-21 | 361.455 | 1.3012
1963-09-22 | 345.535 | 1.2439
1963-09-23 | 343.104 | 1.2352
1963-09-24 | 341.9 | 1.2308
1963-09-25 | 333.513 | 1.2006
1963-09-26 | 325.21 | 1.1708
1963-09-27 | 322.857 | 1.1623
1963-09-28 | 315.844 | 1.137
1963-09-29 | 314.679 | 1.1328
1963-09-30 |  | 0
1963-10-01 | 305.454 | 1.0996
1963-10-02 | 304.312 | 1.0955
1963-10-03 | 295.243 | 1.0629
1963-10-04 | 279.648 | 1.0067
1963-10-05 | 269.815 | 0.97133
1963-10-06 | 262.282 | 0.94422
1963-10-07 | 259.796 | 0.93527
1963-10-08 | 251.349 | 0.90486
1963-10-09 | 249.948 | 0.89981
1963-10-10 | 247.873 | 0.89234
1963-10-11 | 235.52 | 0.84787
1963-10-12 | 232.468 | 0.83688
1963-10-13 | 225.442 | 0.81159
1963-10-14 | 218.505 | 0.78662
1963-10-15 | 216.543 | 0.77955
1963-10-16 | 210.704 | 0.75853
1963-10-17 | 209.735 | 0.75505
1963-10-18 | 208.774 | 0.75159
1963-10-19 | 202.087 | 0.72751
1963-10-20 | 195.49 | 0.70376
1963-10-21 | 194.553 | 0.70039
1963-10-22 | 194.553 | 0.70039
1963-10-23 | 193.625 | 0.69705
1963-10-24 | 188.078 | 0.67708
1963-10-25 | 186.246 | 0.67049
1963-10-26 | 180.797 | 0.65087
1963-10-27 | 179.893 | 0.64761
1963-10-28 | 178.997 | 0.64439
1963-10-29 | 173.647 | 0.62513
1963-10-30 | 171.88 | 0.61877
1963-10-31 | 166.629 | 0.59986
1963-11-01 | 166.629 | 0.59986
1963-11-02 | 171.001 | 0.6156
1963-11-03 | 167.5 | 0.603
1963-11-04 | 171.001 | 0.6156
1963-11-05 | 166.629 | 0.59986
1963-11-06 | 165.758 | 0.59673
1963-11-07 | 164.895 | 0.59362
1963-11-08 | 160.597 | 0.57815
1963-11-09 | 164.032 | 0.59052
1963-11-10 | 160.597 | 0.57815
1963-11-11 | 164.032 | 0.59052
1963-11-12 | 160.597 | 0.57815
1963-11-13 | 164.895 | 0.59362
1963-11-14 | 164.895 | 0.59362
1963-11-15 | 159.743 | 0.57507
1963-11-16 | 159.743 | 0.57507
1963-11-17 | 164.895 | 0.59362
1963-11-18 | 166.629 | 0.59986
1963-11-19 | 171.88 | 0.61877
1963-11-20 | 172.76 | 0.62194
1963-11-21 | 173.647 | 0.62513
1963-11-22 | 178.997 | 0.64439
1963-11-23 | 179.893 | 0.64761
1963-11-24 | 180.797 | 0.65087
1963-11-25 | 188.094 | 0.67714
1963-11-26 | 198.316 | 0.71394
1963-11-27 | 189.927 | 0.68374
1963-11-28 | 193.625 | 0.69705
1963-11-29 | 194.553 | 0.70039
1963-11-30 | 194.553 | 0.70039
1963-12-01 | 194.553 | 0.70039
1963-12-02 | 194.553 | 0.70039
1963-12-03 | 195.49 | 0.70376
1963-12-04 | 201.134 | 0.72408
1963-12-05 | 203.032 | 0.73092
1963-12-06 | 208.774 | 0.75159
1963-12-07 | 209.735 | 0.75505
1963-12-08 | 210.704 | 0.75853
1963-12-09 | 217.528 | 0.7831
1963-12-10 | 225.443 | 0.81159
1963-12-11 | 233.485 | 0.84055
1963-12-12 | 243.047 | 0.87497
1963-12-13 | 259.815 | 0.93533
1963-12-14 | 268.729 | 0.96742
1963-12-15 | 270.894 | 0.97522
1963-12-16 | 277.436 | 0.99877
1963-12-17 | 278.53 | 1.0027
1963-12-18 | 279.632 | 1.0067
1963-12-19 | 286.269 | 1.0306
1963-12-20 | 288.497 | 1.0386
1963-12-21 | 295.228 | 1.0628
1963-12-22 | 296.354 | 1.0669
1963-12-23 | 297.487 | 1.071
1963-12-24 | 304.312 | 1.0955
1963-12-25 | 305.454 | 1.0996
1963-12-26 | 306.603 | 1.1038
1963-12-27 | 317.04 | 1.1413
1963-12-28 | 341.947 | 1.231
1963-12-29 | 362.705 | 1.3057
1963-12-30 | 384.057 | 1.3826
1963-12-31 | 409.842 | 1.4754
1964-01-01 | 416.398 | 1.499
1964-01-02 | 433.713 | 1.5614
1964-01-03 | 445.873 | 1.6051
1964-01-04 | 457.281 | 1.6462
1964-01-05 | 471.14 | 1.6961
1964-01-06 | 482.831 | 1.7382
1964-01-07 | 497.061 | 1.7894
1964-01-08 | 526.031 | 1.8937
1964-01-09 | 542.267 | 1.9522
1964-01-10 | 563.276 | 2.0278
1964-01-11 | 576.964 | 2.0771
1964-01-12 | 592.385 | 2.1326
1964-01-13 | 628.553 | 2.2628
1964-01-14 | 677.109 | 2.4376
1964-01-15 | 722.82 | 2.6022
1964-01-16 | 788.56 | 2.8388
1964-01-17 | 844.831 | 3.0414
1964-01-18 | 924.748 | 3.3291
1964-01-19 | 864.954 | 3.1138
1964-01-20 | 945.733 | 3.4046
1964-01-21 | 1004.54 | 3.6163
1964-01-22 | 1068.481 | 3.8465
1964-01-23 | 1120.341 | 4.0332
1964-01-24 | 1168.404 | 4.2063
1964-01-25 | 1208.839 | 4.3518
1964-01-26 | 1273.966 | 4.5863
1964-01-27 | 1357.342 | 4.8864
1964-01-28 | 1507.855 | 5.4283
1964-01-29 | 1611.934 | 5.803
1964-01-30 | 1673.47 | 6.0245
1964-01-31 | 1649.705 | 5.9389
1964-02-01 | 1803.579 | 6.4929
1964-02-02 | 1882.062 | 6.7754
1964-02-03 | 1921.555 | 6.9176
1964-02-04 | 1934.825 | 6.9654
1964-02-05 | 1991 | 7.1676
1964-02-06 | 2056.052 | 7.4018
1964-02-07 | 2122.055 | 7.6394
1964-02-08 | 2186.181 | 7.8703
1964-02-09 | 2240.8 | 8.0669
1964-02-10 | 2326.721 | 8.3762
1964-02-11 | 2382.844 | 8.5782
1964-02-12 | 2447.481 | 8.8109
1964-02-13 | 2497.952 | 8.9926
1964-02-14 | 2542.878 | 9.1544
1964-02-15 | 2573.038 | 9.2629
1964-02-16 | 2618.593 | 9.4269
1964-02-17 | 2670.664 | 9.6144
1964-02-18 | 2732.485 | 9.8369
1964-02-19 | 2744.911 | 9.8817
1964-02-20 | 2767.8 | 9.9641
1964-02-21 | 2808.622 | 10.111
1964-02-22 | 2888.855 | 10.3999
1964-02-23 | 2901.581 | 10.4457
1964-02-24 | 2904.778 | 10.4572
1964-02-25 | 2927.193 | 10.5379
1964-02-26 | 2956.131 | 10.6421
1964-02-27 | 2998.141 | 10.7933
1964-02-28 | 3001.376 | 10.805
1964-02-29 | 2978.711 | 10.7234
1964-03-01 | 2956.118 | 10.642
1964-03-02 | 2949.678 | 10.6188
1964-03-03 | 2930.397 | 10.5494
1964-03-04 | 2923.983 | 10.5263
1964-03-05 | 2901.587 | 10.4457
1964-03-06 | 2876.083 | 10.3539
1964-03-07 | 2850.683 | 10.2625
1964-03-08 | 2825.385 | 10.1714
1964-03-09 | 2796.013 | 10.0656
1964-03-10 | 2749.075 | 9.8967
1964-03-11 | 2741.795 | 9.8705
1964-03-12 | 2744.911 | 9.8817
1964-03-13 | 2760.504 | 9.9378
1964-03-14 | 2744.911 | 9.8817
1964-03-15 | 2741.795 | 9.8705
1964-03-16 | 2741.795 | 9.8705
1964-03-17 | 2749.076 | 9.8967
1964-03-18 | 2792.867 | 10.0543
1964-03-19 | 2800.183 | 10.0807
1964-03-20 | 2795.998 | 10.0656
1964-03-21 | 2767.8 | 9.9641
1964-03-22 | 2744.911 | 9.8817
1964-03-23 | 2738.685 | 9.8593
1964-03-24 | 2720.046 | 9.7922
1964-03-25 | 2716.943 | 9.781
1964-03-26 | 2710.755 | 9.7587
1964-03-27 | 2670.638 | 9.6143
1964-03-28 | 2646.07 | 9.5259
1964-03-29 | 2639.948 | 9.5038
1964-03-30 | 2618.573 | 9.4269
1964-03-31 | 2597.27 | 9.3502
1964-04-01 | 2591.199 | 9.3283
1964-04-02 | 2566.993 | 9.2412
1964-04-03 | 2524.859 | 9.0895
1964-04-04 | 2494.958 | 8.9818
1964-04-05 | 2450.422 | 8.8215
1964-04-06 | 2406.23 | 8.6624
1964-04-07 | 2379.889 | 8.5676
1964-04-08 | 2356.593 | 8.4837
1964-04-09 | 2333.402 | 8.4002
1964-04-10 | 2313.191 | 8.3275
1964-04-11 | 2307.432 | 8.3068
1964-04-12 | 2286.38 | 8.231
1964-04-13 | 2254.965 | 8.1179
1964-04-14 | 2217.133 | 7.9817
1964-04-15 | 2211.475 | 7.9613
1964-04-16 | 2208.656 | 7.9512
1964-04-17 | 2188.954 | 7.8802
1964-04-18 | 2166.531 | 7.7995
1964-04-19 | 2144.214 | 7.7192
1964-04-20 | 2124.769 | 7.6492
1964-04-21 | 2119.229 | 7.6292
1964-04-22 | 2097.148 | 7.5497
1964-04-23 | 2058.739 | 7.4115
1964-04-24 | 2036.923 | 7.3329
1964-04-25 | 2031.488 | 7.3134
1964-04-26 | 2012.525 | 7.2451
1964-04-27 | 1990.947 | 7.1674
1964-04-28 | 1972.149 | 7.0997
1964-04-29 | 1966.794 | 7.0805
1964-04-30 | 1948.109 | 7.0132
1964-05-01 | 1926.849 | 6.9367
1964-05-02 | 1905.696 | 6.8605
1964-05-03 | 1884.649 | 6.7847
1964-05-04 | 1866.316 | 6.7187
1964-05-05 | 1861.094 | 6.6999
1964-05-06 | 1842.875 | 6.6344
1964-05-07 | 1821.289 | 6.5566
1964-05-08 | 1798.099 | 6.4732
1964-05-09 | 1794.672 | 6.4608
1964-05-10 | 1794.672 | 6.4608
1964-05-11 | 1792.109 | 6.4516
1964-05-12 | 1774.201 | 6.3871
1964-05-13 | 1756.367 | 6.3229
1964-05-14 | 1751.288 | 6.3046
1964-05-15 | 1731.052 | 6.2318
1964-05-16 | 1695.873 | 6.1051
1964-05-17 | 1675.905 | 6.0333
1964-05-18 | 1670.934 | 6.0154
1964-05-19 | 1656.059 | 5.9618
1964-05-20 | 1648.652 | 5.9351
1964-05-21 | 1616.703 | 5.8201
1964-05-22 | 1594.738 | 5.7411
1964-05-23 | 1572.928 | 5.6625
1964-05-24 | 1541.648 | 5.5499
1964-05-25 | 1534.465 | 5.5241
1964-05-26 | 1517.783 | 5.464
1964-05-27 | 1498.816 | 5.3957
1964-05-28 | 1479.957 | 5.3278
1964-05-29 | 1461.207 | 5.2603
1964-05-30 | 1442.566 | 5.1932
1964-05-31 | 1424.034 | 5.1265
1964-06-01 | 1404.849 | 5.0575
1964-06-02 | 1381.98 | 4.9751
1964-06-03 | 1363.051 | 4.907
1964-06-04 | 1344.994 | 4.842
1964-06-05 | 1327.046 | 4.7774
1964-06-06 | 1309.208 | 4.7131
1964-06-07 | 1291.48 | 4.6493
1964-06-08 | 1276.054 | 4.5938
1964-06-09 | 1269.479 | 4.5701
1964-06-10 | 1241.136 | 4.4681
1964-06-11 | 1223.822 | 4.4058
1964-06-12 | 1221.665 | 4.398
1964-06-13 | 1221.665 | 4.398
1964-06-14 | 1219.515 | 4.3903
1964-06-15 | 1204.496 | 4.3362
1964-06-16 | 1187.432 | 4.2748
1964-06-17 | 1170.478 | 4.2137
1964-06-18 | 1155.73 | 4.1606
1964-06-19 | 1151.534 | 4.1455
1964-06-20 | 1136.904 | 4.0929
1964-06-21 | 1120.284 | 4.033
1964-06-22 | 1103.776 | 3.9736
1964-06-23 | 1087.38 | 3.9146
1964-06-24 | 1071.095 | 3.8559
1964-06-25 | 1052.252 | 3.7881
1964-06-26 | 1020.281 | 3.673
1964-06-27 | 1001.825 | 3.6066
1964-06-28 | 986.139 | 3.5501
1964-06-29 | 970.567 | 3.494
1964-06-30 | 955.107 | 3.4384
1964-07-01 | 939.761 | 3.3831
1964-07-02 | 924.528 | 3.3283
1964-07-03 | 909.408 | 3.2739
1964-07-04 | 894.403 | 3.2199
1964-07-05 | 879.511 | 3.1662
1964-07-06 | 864.733 | 3.113
1964-07-07 | 850.069 | 3.0602
1964-07-08 | 835.519 | 3.0079
1964-07-09 | 821.084 | 2.9559
1964-07-10 | 806.764 | 2.9044
1964-07-11 | 792.559 | 2.8532
1964-07-12 | 778.468 | 2.8025
1964-07-13 | 764.493 | 2.7522
1964-07-14 | 750.634 | 2.7023
1964-07-15 | 738.597 | 2.6589
1964-07-16 | 734.608 | 2.6446
1964-07-17 | 719.311 | 2.5895
1964-07-18 | 705.271 | 2.539
1964-07-19 | 691.914 | 2.4909
1964-07-20 | 677.036 | 2.4373
1964-07-21 | 655.786 | 2.3608
1964-07-22 | 650.919 | 2.3433
1964-07-23 | 639.652 | 2.3027
1964-07-24 | 626.879 | 2.2568
1964-07-25 | 615.794 | 2.2169
1964-07-26 | 612.645 | 2.2055
1964-07-27 | 601.685 | 2.1661
1964-07-28 | 589.266 | 2.1214
1964-07-29 | 576.964 | 2.0771
1964-07-30 | 566.292 | 2.0387
1964-07-31 | 563.261 | 2.0277
1964-08-01 | 552.716 | 1.9898
1964-08-02 | 540.77 | 1.9468
1964-08-03 | 528.943 | 1.9042
1964-08-04 | 517.235 | 1.862
1964-08-05 | 505.647 | 1.8203
1964-08-06 | 494.179 | 1.779
1964-08-07 | 484.238 | 1.7433
1964-08-08 | 481.416 | 1.7331
1964-08-09 | 472.995 | 1.7028
1964-08-10 | 469.74 | 1.6911
1964-08-11 | 457.281 | 1.6462
1964-08-12 | 447.229 | 1.61
1964-08-13 | 444.508 | 1.6002
1964-08-14 | 435.047 | 1.5662
1964-08-15 | 424.343 | 1.5276
1964-08-16 | 415.072 | 1.4943
1964-08-17 | 412.441 | 1.4848
1964-08-18 | 404.596 | 1.4565
1964-08-19 | 401.996 | 1.4472
1964-08-20 | 394.242 | 1.4193
1964-08-21 | 391.673 | 1.41
1964-08-22 | 384.011 | 1.3824
1964-08-23 | 381.472 | 1.3733
1964-08-24 | 372.652 | 1.3415
1964-08-25 | 362.682 | 1.3057
1964-08-26 | 352.835 | 1.2702
1964-08-27 | 344.316 | 1.2395
1964-08-28 | 341.9 | 1.2308
1964-08-29 | 333.513 | 1.2006
1964-08-30 | 324.038 | 1.1665
1964-08-31 | 315.844 | 1.137
1964-09-01 | 314.679 | 1.1328
1964-09-02 | 313.522 | 1.1287
1964-09-03 | 305.462 | 1.0997
1964-09-04 | 297.487 | 1.071
1964-09-05 | 295.228 | 1.0628
1964-09-06 | 288.497 | 1.0386
1964-09-07 | 286.269 | 1.0306
1964-09-08 | 279.632 | 1.0067
1964-09-09 | 277.436 | 0.99877
1964-09-10 | 270.894 | 0.97522
1964-09-11 | 268.729 | 0.96742
1964-09-12 | 260.867 | 0.93912
1964-09-13 | 251.349 | 0.90486
1964-09-14 | 248.906 | 0.89606
1964-09-15 | 242.682 | 0.87366
1964-09-16 | 240.623 | 0.86624
1964-09-17 | 234.495 | 0.84418
1964-09-18 | 232.468 | 0.83688
1964-09-19 | 226.436 | 0.81517
1964-09-20 | 224.441 | 0.80799
1964-09-21 | 218.505 | 0.78662
1964-09-22 | 216.543 | 0.77955
1964-09-23 | 210.704 | 0.75853
1964-09-24 | 208.774 | 0.75159
1964-09-25 | 202.087 | 0.72751
1964-09-26 | 195.49 | 0.70376
1964-09-27 | 194.553 | 0.70039
1964-09-28 | 194.553 | 0.70039
1964-09-29 | 193.625 | 0.69705
1964-09-30 | 188.078 | 0.67708
1964-10-01 | 186.246 | 0.67049
1964-10-02 | 180.797 | 0.65087
1964-10-03 | 178.997 | 0.64439
1964-10-04 | 173.647 | 0.62513
1964-10-05 | 172.76 | 0.62194
1964-10-06 | 172.76 | 0.62194
1964-10-07 | 172.76 | 0.62194
1964-10-08 | 171.88 | 0.61877
1964-10-09 | 166.629 | 0.59986
1964-10-10 | 164.895 | 0.59362
1964-10-11 | 159.743 | 0.57507
1964-10-12 | 158.888 | 0.572
1964-10-13 | 158.888 | 0.572
1964-10-14 | 158.042 | 0.56895
1964-10-15 | 152.99 | 0.55076
1964-10-16 | 151.322 | 0.54476
1964-10-17 | 146.369 | 0.52693
1964-10-18 | 145.548 | 0.52397
1964-10-19 | 144.735 | 0.52105
1964-10-20 | 139.883 | 0.50358
1964-10-21 | 138.282 | 0.49782
1964-10-22 | 133.53 | 0.48071
1964-10-23 | 132.743 | 0.47787
1964-10-24 | 132.743 | 0.47787
1964-10-25 | 131.963 | 0.47507
1964-10-26 | 126.551 | 0.45558
1964-10-27 | 121.231 | 0.43643
1964-10-28 | 120.477 | 0.43372
1964-10-29 | 120.477 | 0.43372
1964-10-30 | 119.731 | 0.43103
1964-10-31 | 115.285 | 0.41503
1964-11-01 | 114.548 | 0.41237
1964-11-02 | 114.548 | 0.41237
1964-11-03 | 113.819 | 0.40975
1964-11-04 | 109.475 | 0.39411
1964-11-05 | 109.475 | 0.39411
1964-11-06 | 113.091 | 0.40713
1964-11-07 | 108.528 | 0.3907
1964-11-08 | 102.176 | 0.36783
1964-11-09 | 101.245 | 0.36448
1964-11-10 | 101.245 | 0.36448
1964-11-11 | 101.245 | 0.36448
1964-11-12 | 101.245 | 0.36448
1964-11-13 | 101.245 | 0.36448
1964-11-14 | 101.245 | 0.36448
1964-11-15 | 101.245 | 0.36448
1964-11-16 | 100.557 | 0.36201
1964-11-17 | 96.454 | 0.34723
1964-11-18 | 95.774 | 0.34479
1964-11-19 | 95.774 | 0.34479
1964-11-20 | 95.774 | 0.34479
1964-11-21 | 95.103 | 0.34237
1964-11-22 | 91.766 | 0.33036
1964-11-23 | 95.103 | 0.34237
1964-11-24 | 95.774 | 0.34479
1964-11-25 | 95.103 | 0.34237
1964-11-26 | 91.104 | 0.32797
1964-11-27 | 91.104 | 0.32797
1964-11-28 | 95.103 | 0.34237
1964-11-29 | 95.774 | 0.34479
1964-11-30 | 95.774 | 0.34479
1964-12-01 | 95.774 | 0.34479
1964-12-02 | 95.774 | 0.34479
1964-12-03 | 95.774 | 0.34479
1964-12-04 | 95.774 | 0.34479
1964-12-05 | 95.774 | 0.34479
1964-12-06 | 95.774 | 0.34479
1964-12-07 | 95.774 | 0.34479
1964-12-08 | 96.454 | 0.34723
1964-12-09 | 99.869 | 0.35953
1964-12-10 | 96.454 | 0.34723
1964-12-11 | 95.774 | 0.34479
1964-12-12 | 95.774 | 0.34479
1964-12-13 | 95.774 | 0.34479
1964-12-14 | 95.774 | 0.34479
1964-12-15 | 95.774 | 0.34479
1964-12-16 | 95.774 | 0.34479
1964-12-17 | 96.454 | 0.34723
1964-12-18 | 100.557 | 0.36201
1964-12-19 | 101.245 | 0.36448
1964-12-20 | 102.176 | 0.36783
1964-12-21 | 108.529 | 0.3907
1964-12-22 | 113.819 | 0.40975
1964-12-23 | 114.548 | 0.41237
1964-12-24 | 115.285 | 0.41503
1964-12-25 | 120.485 | 0.43375
1964-12-26 | 126.551 | 0.45558
1964-12-27 | 131.963 | 0.47507
1964-12-28 | 132.743 | 0.47787
1964-12-29 | 132.743 | 0.47787
1964-12-30 | 133.53 | 0.48071
1964-12-31 | 139.087 | 0.50071
1965-01-01 | 145.556 | 0.524
1965-01-02 | 152.16 | 0.54778
1965-01-03 | 158.897 | 0.57203
1965-01-04 | 166.646 | 0.59993
1965-01-05 | 181.775 | 0.65439
1965-01-06 | 206.909 | 0.74487
1965-01-07 | 216.543 | 0.77955
1965-01-08 | 217.52 | 0.78307
1965-01-09 | 220.5 | 0.7938
1965-01-10 | 239.63 | 0.86267
1965-01-11 | 251.367 | 0.90492
1965-01-12 | 268.39 | 0.9662
1965-01-13 | 278.538 | 1.0027
1965-01-14 | 290.788 | 1.0468
1965-01-15 | 321.755 | 1.1583
1965-01-16 | 343.135 | 1.2353
1965-01-17 | 362.705 | 1.3057
1965-01-18 | 382.769 | 1.378
1965-01-19 | 403.323 | 1.452
1965-01-20 | 423.024 | 1.5229
1965-01-21 | 435.047 | 1.5662
1965-01-22 | 447.704 | 1.6117
1965-01-23 | 471.165 | 1.6962
1965-01-24 | 494.202 | 1.7791
1965-01-25 | 514.331 | 1.8516
1965-01-26 | 518.688 | 1.8673
1965-01-27 | 527.469 | 1.8989
1965-01-28 | 531.892 | 1.9148
1965-01-29 | 551.227 | 1.9844
1965-01-30 | 569.383 | 2.0498
1965-01-31 | 609.555 | 2.1944
1965-02-01 | 626.879 | 2.2568
1965-02-02 | 639.652 | 2.3027
1965-02-03 | 655.808 | 2.3609
1965-02-04 | 688.618 | 2.479
1965-02-05 | 709.221 | 2.5532
1965-02-06 | 748.381 | 2.6942
1965-02-07 | 778.49 | 2.8026
1965-02-08 | 806.786 | 2.9044
1965-02-09 | 837.37 | 3.0145
1965-02-10 | 877.696 | 3.1597
1965-02-11 | 911.331 | 3.2808
1965-02-12 | 953.221 | 3.4316
1965-02-13 | 986.161 | 3.5502
1965-02-14 | 1018.31 | 3.6659
1965-02-15 | 1054.277 | 3.7954
1965-02-16 | 1087.401 | 3.9146
1965-02-17 | 1120.306 | 4.0331
1965-02-18 | 1153.657 | 4.1532
1965-02-19 | 1193.904 | 4.2981
1965-02-20 | 1271.802 | 4.5785
1965-02-21 | 1340.555 | 4.826
1965-02-22 | 1384.301 | 4.9835
1965-02-23 | 1439.513 | 5.1822
1965-02-24 | 1482.345 | 5.3364
1965-02-25 | 1532.104 | 5.5156
1965-02-26 | 1556.044 | 5.6018
1965-02-27 | 1577.765 | 5.68
1965-02-28 | 1611.812 | 5.8025
1965-03-01 | 1636.334 | 5.8908
1965-03-02 | 1668.458 | 6.0064
1965-03-03 | 1678.402 | 6.0422
1965-03-04 | 1715.962 | 6.1775
1965-03-05 | 1769.122 | 6.3688
1965-03-06 | 1795.537 | 6.4639
1965-03-07 | 1823.884 | 6.566
1965-03-08 | 1861.108 | 6.7
1965-03-09 | 1882.022 | 6.7753
1965-03-10 | 1889.904 | 6.8037
1965-03-11 | 1921.555 | 6.9176
1965-03-12 | 1926.843 | 6.9366
1965-03-13 | 1924.195 | 6.9271
1965-03-14 | 1908.33 | 6.87
1965-03-15 | 1903.055 | 6.851
1965-03-16 | 1884.649 | 6.7847
1965-03-17 | 1866.316 | 6.7187
1965-03-18 | 1861.094 | 6.6999
1965-03-19 | 1842.875 | 6.6344
1965-03-20 | 1824.729 | 6.569
1965-03-21 | 1822.141 | 6.5597
1965-03-22 | 1818.702 | 6.5473
1965-03-23 | 1795.536 | 6.4639
1965-03-24 | 1774.201 | 6.3871
1965-03-25 | 1753.831 | 6.3138
1965-03-26 | 1733.568 | 6.2408
1965-03-27 | 1713.412 | 6.1683
1965-03-28 | 1695.859 | 6.1051
1965-03-29 | 1690.861 | 6.0871
1965-03-30 | 1673.423 | 6.0243
1965-03-31 | 1653.59 | 5.9529
1965-04-01 | 1633.865 | 5.8819
1965-04-02 | 1614.247 | 5.8113
1965-04-03 | 1597.167 | 5.7498
1965-04-04 | 1589.881 | 5.7236
1965-04-05 | 1558.459 | 5.6105
1965-04-06 | 1536.859 | 5.5327
1965-04-07 | 1517.783 | 5.464
1965-04-08 | 1501.176 | 5.4042
1965-04-09 | 1496.448 | 5.3872
1965-04-10 | 1482.304 | 5.3363
1965-04-11 | 1477.603 | 5.3194
1965-04-12 | 1461.207 | 5.2603
1965-04-13 | 1444.886 | 5.2016
1965-04-14 | 1440.239 | 5.1849
1965-04-15 | 1426.341 | 5.1348
1965-04-16 | 1421.721 | 5.1182
1965-04-17 | 1404.849 | 5.0575
1965-04-18 | 1381.98 | 4.9751
1965-04-19 | 1363.051 | 4.907
1965-04-20 | 1344.994 | 4.842
1965-04-21 | 1329.279 | 4.7854
1965-04-22 | 1324.806 | 4.7693
1965-04-23 | 1309.208 | 4.7131
1965-04-24 | 1291.48 | 4.6493
1965-04-25 | 1276.054 | 4.5938
1965-04-26 | 1271.664 | 4.578
1965-04-27 | 1256.355 | 4.5229
1965-04-28 | 1241.122 | 4.468
1965-04-29 | 1236.787 | 4.4524
1965-04-30 | 1221.672 | 4.398
1965-05-01 | 1204.496 | 4.3362
1965-05-02 | 1187.432 | 4.2748
1965-05-03 | 1170.478 | 4.2137
1965-05-04 | 1155.73 | 4.1606
1965-05-05 | 1151.534 | 4.1455
1965-05-06 | 1136.904 | 4.0929
1965-05-07 | 1120.284 | 4.033
1965-05-08 | 1103.776 | 3.9736
1965-05-09 | 1087.38 | 3.9146
1965-05-10 | 1073.12 | 3.8632
1965-05-11 | 1069.063 | 3.8486
1965-05-12 | 1054.922 | 3.7977
1965-05-13 | 1038.198 | 3.7375
1965-05-14 | 1018.286 | 3.6658
1965-05-15 | 1001.825 | 3.6066
1965-05-16 | 988.09 | 3.5571
1965-05-17 | 982.239 | 3.5361
1965-05-18 | 958.965 | 3.4523
1965-05-19 | 951.264 | 3.4246
1965-05-20 | 928.329 | 3.342
1965-05-21 | 922.627 | 3.3215
1965-05-22 | 909.408 | 3.2739
1965-05-23 | 894.403 | 3.2199
1965-05-24 | 879.511 | 3.1662
1965-05-25 | 864.733 | 3.113
1965-05-26 | 850.069 | 3.0602
1965-05-27 | 837.327 | 3.0144
1965-05-28 | 833.704 | 3.0013
1965-05-29 | 821.084 | 2.9559
1965-05-30 | 806.764 | 2.9044
1965-05-31 | 792.559 | 2.8532
1965-06-01 | 780.219 | 2.8088
1965-06-02 | 776.711 | 2.7962
1965-06-03 | 766.229 | 2.7584
1965-06-04 | 762.75 | 2.7459
1965-06-05 | 750.634 | 2.7023
1965-06-06 | 736.322 | 2.6508
1965-06-07 | 719.311 | 2.5895
1965-06-08 | 706.944 | 2.545
1965-06-09 | 703.59 | 2.5329
1965-06-10 | 691.914 | 2.4909
1965-06-11 | 678.673 | 2.4432
1965-06-12 | 665.549 | 2.396
1965-06-13 | 652.542 | 2.3492
1965-06-14 | 639.652 | 2.3027
1965-06-15 | 628.464 | 2.2625
1965-06-16 | 625.286 | 2.251
1965-06-17 | 614.223 | 2.2112
1965-06-18 | 601.685 | 2.1661
1965-06-19 | 590.807 | 2.1269
1965-06-20 | 587.717 | 2.1158
1965-06-21 | 576.964 | 2.0771
1965-06-22 | 564.781 | 2.0332
1965-06-23 | 554.213 | 1.9952
1965-06-24 | 551.212 | 1.9844
1965-06-25 | 540.77 | 1.9468
1965-06-26 | 528.943 | 1.9042
1965-06-27 | 517.235 | 1.862
1965-06-28 | 507.085 | 1.8255
1965-06-29 | 504.203 | 1.8151
1965-06-30 | 494.179 | 1.779
1965-07-01 | 482.831 | 1.7382
1965-07-02 | 471.14 | 1.6961
1965-07-03 | 457.281 | 1.6462
1965-07-04 | 445.872 | 1.6051
1965-07-05 | 436.389 | 1.571
1965-07-06 | 433.698 | 1.5613
1965-07-07 | 424.343 | 1.5276
1965-07-08 | 413.76 | 1.4895
1965-07-09 | 404.596 | 1.4565
1965-07-10 | 401.996 | 1.4472
1965-07-11 | 392.961 | 1.4147
1965-07-12 | 384.011 | 1.3824
1965-07-13 | 381.472 | 1.3733
1965-07-14 | 372.652 | 1.3415
1965-07-15 | 362.682 | 1.3057
1965-07-16 | 354.054 | 1.2746
1965-07-17 | 351.608 | 1.2658
1965-07-18 | 343.112 | 1.2352
1965-07-19 | 334.701 | 1.2049
1965-07-20 | 332.317 | 1.1963
1965-07-21 | 324.038 | 1.1665
1965-07-22 | 315.844 | 1.137
1965-07-23 | 313.522 | 1.1287
1965-07-24 | 305.462 | 1.0997
1965-07-25 | 297.487 | 1.071
1965-07-26 | 295.228 | 1.0628
1965-07-27 | 287.387 | 1.0346
1965-07-28 | 279.632 | 1.0067
1965-07-29 | 277.436 | 0.99877
1965-07-30 | 270.894 | 0.97522
1965-07-31 | 268.729 | 0.96742
1965-08-01 | 260.867 | 0.93912
1965-08-02 | 251.349 | 0.90486
1965-08-03 | 248.906 | 0.89606
1965-08-04 | 242.682 | 0.87366
1965-08-05 | 240.623 | 0.86624
1965-08-06 | 234.495 | 0.84418
1965-08-07 | 232.468 | 0.83688
1965-08-08 | 226.436 | 0.81517
1965-08-09 | 224.441 | 0.80799
1965-08-10 | 218.505 | 0.78662
1965-08-11 | 216.543 | 0.77955
1965-08-12 | 210.704 | 0.75853
1965-08-13 | 208.774 | 0.75159
1965-08-14 | 203.032 | 0.73092
1965-08-15 | 201.134 | 0.72408
1965-08-16 | 195.49 | 0.70376
1965-08-17 | 193.625 | 0.69705
1965-08-18 | 188.078 | 0.67708
1965-08-19 | 187.158 | 0.67377
1965-08-20 | 186.246 | 0.67049
1965-08-21 | 180.797 | 0.65087
1965-08-22 | 179.893 | 0.64761
1965-08-23 | 178.997 | 0.64439
1965-08-24 | 173.647 | 0.62513
1965-08-25 | 172.76 | 0.62194
1965-08-26 | 171.88 | 0.61877
1965-08-27 | 166.629 | 0.59986
1965-08-28 | 165.758 | 0.59673
1965-08-29 | 164.895 | 0.59362
1965-08-30 | 159.743 | 0.57507
1965-08-31 | 158.042 | 0.56895
1965-09-01 | 152.99 | 0.55076
1965-09-02 | 152.152 | 0.54775
1965-09-03 | 151.322 | 0.54476
1965-09-04 | 146.369 | 0.52693
1965-09-05 | 145.548 | 0.52397
1965-09-06 | 145.548 | 0.52397
1965-09-07 | 145.548 | 0.52397
1965-09-08 | 145.548 | 0.52397
1965-09-09 | 144.735 | 0.52105
1965-09-10 | 139.883 | 0.50358
1965-09-11 | 139.078 | 0.50068
1965-09-12 | 138.282 | 0.49782
1965-09-13 | 133.53 | 0.48071
1965-09-14 | 132.743 | 0.47787
1965-09-15 | 132.743 | 0.47787
1965-09-16 | 132.743 | 0.47787
1965-09-17 | 132.743 | 0.47787
1965-09-18 | 131.963 | 0.47507
1965-09-19 | 127.313 | 0.45833
1965-09-20 | 125.78 | 0.45281
1965-09-21 | 121.231 | 0.43643
1965-09-22 | 120.477 | 0.43372
1965-09-23 | 120.477 | 0.43372
1965-09-24 | 120.477 | 0.43372
1965-09-25 | 119.731 | 0.43103
1965-09-26 | 115.285 | 0.41503
1965-09-27 | 114.548 | 0.41237
1965-09-28 | 113.819 | 0.40975
1965-09-29 | 109.475 | 0.39411
1965-09-30 | 108.755 | 0.39152
1965-10-01 | 108.755 | 0.39152
1965-10-02 | 108.755 | 0.39152
1965-10-03 | 108.755 | 0.39152
1965-10-04 | 107.809 | 0.38811
1965-10-05 | 102.176 | 0.36783
1965-10-06 | 101.245 | 0.36448
1965-10-07 | 101.245 | 0.36448
1965-10-08 | 101.245 | 0.36448
1965-10-09 | 101.245 | 0.36448
1965-10-10 | 101.245 | 0.36448
1965-10-11 | 101.245 | 0.36448
1965-10-12 | 101.245 | 0.36448
1965-10-13 | 101.245 | 0.36448
1965-10-14 | 101.245 | 0.36448
1965-10-15 | 100.557 | 0.36201
1965-10-16 | 95.783 | 0.34482
1965-10-17 | 91.104 | 0.32797
1965-10-18 | 90.442 | 0.32559
1965-10-19 | 90.442 | 0.32559
1965-10-20 | 90.442 | 0.32559
1965-10-21 | 90.442 | 0.32559
1965-10-22 | 90.442 | 0.32559
1965-10-23 | 90.442 | 0.32559
1965-10-24 | 90.442 | 0.32559
1965-10-25 | 90.442 | 0.32559
1965-10-26 | 89.788 | 0.32324
1965-10-27 | 85.893 | 0.30921
1965-10-28 | 85.249 | 0.3069
1965-10-29 | 85.249 | 0.3069
1965-10-30 | 85.249 | 0.3069
1965-10-31 | 85.249 | 0.3069
1965-11-01 | 85.249 | 0.3069
1965-11-02 | 85.249 | 0.3069
1965-11-03 | 85.249 | 0.3069
1965-11-04 | 85.249 | 0.3069
1965-11-05 | 85.249 | 0.3069
1965-11-06 | 85.249 | 0.3069
1965-11-07 | 85.249 | 0.3069
1965-11-08 | 85.249 | 0.3069
1965-11-09 | 85.249 | 0.3069
1965-11-10 | 84.613 | 0.30461
1965-11-11 | 80.823 | 0.29096
1965-11-12 | 80.196 | 0.28871
1965-11-13 | 80.823 | 0.29096
1965-11-14 | 84.613 | 0.30461
1965-11-15 | 85.249 | 0.3069
1965-11-16 | 85.249 | 0.3069
1965-11-17 | 84.613 | 0.30461
1965-11-18 | 81.45 | 0.29322
1965-11-19 | 84.613 | 0.30461
1965-11-20 | 85.249 | 0.3069
1965-11-21 | 85.249 | 0.3069
1965-11-22 | 85.249 | 0.3069
1965-11-23 | 85.249 | 0.3069
1965-11-24 | 85.249 | 0.3069
1965-11-25 | 85.249 | 0.3069
1965-11-26 | 85.249 | 0.3069
1965-11-27 | 85.249 | 0.3069
1965-11-28 | 84.613 | 0.30461
1965-11-29 | 82.086 | 0.29551
1965-11-30 | 88.49 | 0.31856
1965-12-01 | 85.893 | 0.30921
1965-12-02 | 84.613 | 0.30461
1965-12-03 | 80.823 | 0.29096
1965-12-04 | 81.459 | 0.29325
1965-12-05 | 89.143 | 0.32091
1965-12-06 | 91.104 | 0.32797
1965-12-07 | 94.432 | 0.33996
1965-12-08 | 91.766 | 0.33036
1965-12-09 | 95.103 | 0.34237
1965-12-10 | 95.774 | 0.34479
1965-12-11 | 96.454 | 0.34723
1965-12-12 | 100.557 | 0.36201
1965-12-13 | 102.176 | 0.36783
1965-12-14 | 107.809 | 0.38811
1965-12-15 | 109.475 | 0.39411
1965-12-16 | 114.556 | 0.4124
1965-12-17 | 120.485 | 0.43375
1965-12-18 | 126.551 | 0.45558
1965-12-19 | 131.963 | 0.47507
1965-12-20 | 132.743 | 0.47787
1965-12-21 | 132.743 | 0.47787
1965-12-22 | 132.743 | 0.47787
1965-12-23 | 132.743 | 0.47787
1965-12-24 | 132.743 | 0.47787
1965-12-25 | 132.743 | 0.47787
1965-12-26 | 133.53 | 0.48071
1965-12-27 | 138.282 | 0.49782
1965-12-28 | 139.078 | 0.50068
1965-12-29 | 139.078 | 0.50068
1965-12-30 | 139.078 | 0.50068
1965-12-31 | 139.883 | 0.50358
1966-01-01 | 144.735 | 0.52105
1966-01-02 | 146.369 | 0.52693
1966-01-03 | 151.322 | 0.54476
1966-01-04 | 152.152 | 0.54775
1966-01-05 | 152.99 | 0.55076
1966-01-06 | 158.042 | 0.56895
1966-01-07 | 159.743 | 0.57507
1966-01-08 | 164.895 | 0.59362
1966-01-09 | 166.629 | 0.59986
1966-01-10 | 172.768 | 0.62196
1966-01-11 | 178.997 | 0.64439
1966-01-12 | 180.797 | 0.65087
1966-01-13 | 187.166 | 0.6738
1966-01-14 | 193.625 | 0.69705
1966-01-15 | 195.49 | 0.70376
1966-01-16 | 201.134 | 0.72408
1966-01-17 | 203.032 | 0.73092
1966-01-18 | 208.774 | 0.75159
1966-01-19 | 210.704 | 0.75853
1966-01-20 | 215.566 | 0.77604
1966-01-21 | 211.673 | 0.76202
1966-01-22 | 216.543 | 0.77955
1966-01-23 | 217.52 | 0.78307
1966-01-24 | 217.52 | 0.78307
1966-01-25 | 218.505 | 0.78662
1966-01-26 | 225.443 | 0.81159
1966-01-27 | 232.468 | 0.83688
1966-01-28 | 234.495 | 0.84418
1966-01-29 | 240.623 | 0.86624
1966-01-30 | 242.682 | 0.87366
1966-01-31 | 252.435 | 0.90877
1966-02-01 | 276.015 | 0.99365
1966-02-02 | 287.387 | 1.0346
1966-02-03 | 297.503 | 1.071
1966-02-04 | 313.538 | 1.1287
1966-02-05 | 322.857 | 1.1623
1966-02-06 | 324.03 | 1.1665
1966-02-07 | 325.21 | 1.1708
1966-02-08 | 333.513 | 1.2006
1966-02-09 | 343.112 | 1.2352
1966-02-10 | 352.835 | 1.2702
1966-02-11 | 362.682 | 1.3057
1966-02-12 | 372.652 | 1.3415
1966-02-13 | 382.745 | 1.3779
1966-02-14 | 392.961 | 1.4147
1966-02-15 | 401.996 | 1.4472
1966-02-16 | 404.596 | 1.4565
1966-02-17 | 413.76 | 1.4895
1966-02-18 | 424.343 | 1.5276
1966-02-19 | 435.047 | 1.5662
1966-02-20 | 445.873 | 1.6051
1966-02-21 | 457.281 | 1.6462
1966-02-22 | 472.547 | 1.7012
1966-02-23 | 492.764 | 1.774
1966-02-24 | 505.648 | 1.8203
1966-02-25 | 518.703 | 1.8673
1966-02-26 | 539.295 | 1.9415
1966-02-27 | 554.228 | 1.9952
1966-02-28 | 576.986 | 2.0771
1966-03-01 | 601.708 | 2.1661
1966-03-02 | 628.508 | 2.2626
1966-03-03 | 663.956 | 2.3902
1966-03-04 | 695.869 | 2.5051
1966-03-05 | 748.427 | 2.6943
1966-03-06 | 790.83 | 2.847
1966-03-07 | 821.106 | 2.956
1966-03-08 | 853.785 | 3.0736
1966-03-09 | 905.707 | 3.2605
1966-03-10 | 939.783 | 3.3832
1966-03-11 | 968.638 | 3.4871
1966-03-12 | 986.14 | 3.5501
1966-03-13 | 1006.452 | 3.6232
1966-03-14 | 1054.315 | 3.7955
1966-03-15 | 1097.631 | 3.9515
1966-03-16 | 1105.829 | 3.981
1966-03-17 | 1120.285 | 4.033
1966-03-18 | 1136.904 | 4.0929
1966-03-19 | 1151.534 | 4.1455
1966-03-20 | 1153.629 | 4.1531
1966-03-21 | 1153.629 | 4.1531
1966-03-22 | 1153.629 | 4.1531
1966-03-23 | 1153.629 | 4.1531
1966-03-24 | 1151.534 | 4.1455
1966-03-25 | 1138.985 | 4.1003
1966-03-26 | 1136.897 | 4.0928
1966-03-27 | 1134.816 | 4.0853
1966-03-28 | 1122.352 | 4.0405
1966-03-29 | 1120.278 | 4.033
1966-03-30 | 1118.211 | 4.0256
1966-03-31 | 1105.829 | 3.981
1966-04-01 | 1101.716 | 3.9662
1966-04-02 | 1089.419 | 3.9219
1966-04-03 | 1085.334 | 3.9072
1966-04-04 | 1073.12 | 3.8632
1966-04-05 | 1069.063 | 3.8486
1966-04-06 | 1056.933 | 3.805
1966-04-07 | 1052.904 | 3.7905
1966-04-08 | 1040.859 | 3.7471
1966-04-09 | 1036.194 | 3.7303
1966-04-10 | 1018.286 | 3.6658
1966-04-11 | 1001.825 | 3.6066
1966-04-12 | 986.139 | 3.5501
1966-04-13 | 970.567 | 3.494
1966-04-14 | 955.107 | 3.4384
1966-04-15 | 939.761 | 3.3831
1966-04-16 | 926.421 | 3.3351
1966-04-17 | 922.627 | 3.3215
1966-04-18 | 909.408 | 3.2739
1966-04-19 | 894.403 | 3.2199
1966-04-20 | 879.511 | 3.1662
1966-04-21 | 864.733 | 3.113
1966-04-22 | 850.069 | 3.0602
1966-04-23 | 835.519 | 3.0079
1966-04-24 | 819.298 | 2.9495
1966-04-25 | 794.338 | 2.8596
1966-04-26 | 778.468 | 2.8025
1966-04-27 | 764.493 | 2.7522
1966-04-28 | 752.355 | 2.7085
1966-04-29 | 746.621 | 2.6878
1966-04-30 | 722.704 | 2.6017
1966-05-01 | 717.049 | 2.5814
1966-05-02 | 705.271 | 2.539
1966-05-03 | 693.573 | 2.4969
1966-05-04 | 690.248 | 2.4849
1966-05-05 | 678.673 | 2.4432
1966-05-06 | 667.179 | 2.4018
1966-05-07 | 663.912 | 2.3901
1966-05-08 | 652.542 | 2.3492
1966-05-09 | 641.252 | 2.3085
1966-05-10 | 639.644 | 2.3027
1966-05-11 | 639.644 | 2.3027
1966-05-12 | 638.044 | 2.297
1966-05-13 | 626.879 | 2.2568
1966-05-14 | 614.223 | 2.2112
1966-05-15 | 603.242 | 2.1717
1966-05-16 | 601.678 | 2.166
1966-05-17 | 600.122 | 2.1604
1966-05-18 | 590.807 | 2.1269
1966-05-19 | 587.717 | 2.1158
1966-05-20 | 578.491 | 2.0826
1966-05-21 | 575.43 | 2.0715
1966-05-22 | 566.292 | 2.0387
1966-05-23 | 563.261 | 2.0277
1966-05-24 | 554.213 | 1.9952
1966-05-25 | 551.212 | 1.9844
1966-05-26 | 540.77 | 1.9468
1966-05-27 | 530.41 | 1.9095
1966-05-28 | 528.936 | 1.9042
1966-05-29 | 527.469 | 1.8989
1966-05-30 | 517.235 | 1.862
1966-05-31 | 507.085 | 1.8255
1966-06-01 | 504.203 | 1.8151
1966-06-02 | 495.601 | 1.7842
1966-06-03 | 492.749 | 1.7739
1966-06-04 | 484.238 | 1.7433
1966-06-05 | 481.416 | 1.7331
1966-06-06 | 472.995 | 1.7028
1966-06-07 | 471.595 | 1.6977
1966-06-08 | 469.74 | 1.6911
1966-06-09 | 458.653 | 1.6512
1966-06-10 | 455.439 | 1.6396
1966-06-11 | 447.229 | 1.61
1966-06-12 | 444.508 | 1.6002
1966-06-13 | 436.389 | 1.571
1966-06-14 | 432.363 | 1.5565
1966-06-15 | 416.398 | 1.499
1966-06-16 | 413.753 | 1.4895
1966-06-17 | 412.441 | 1.4848
1966-06-18 | 404.596 | 1.4565
1966-06-19 | 401.996 | 1.4472
1966-06-20 | 394.242 | 1.4193
1966-06-21 | 392.954 | 1.4146
1966-06-22 | 391.673 | 1.41
1966-06-23 | 382.745 | 1.3779
1966-06-24 | 373.902 | 1.346
1966-06-25 | 371.394 | 1.337
1966-06-26 | 363.917 | 1.3101
1966-06-27 | 361.44 | 1.3012
1966-06-28 | 354.054 | 1.2746
1966-06-29 | 351.608 | 1.2658
1966-06-30 | 344.316 | 1.2395
1966-07-01 | 341.9 | 1.2308
1966-07-02 | 334.701 | 1.2049
1966-07-03 | 332.317 | 1.1963
1966-07-04 | 325.21 | 1.1708
1966-07-05 | 322.857 | 1.1623
1966-07-06 | 314.687 | 1.1329
1966-07-07 | 306.603 | 1.1038
1966-07-08 | 304.312 | 1.0955
1966-07-09 | 297.487 | 1.071
1966-07-10 | 295.228 | 1.0628
1966-07-11 | 288.497 | 1.0386
1966-07-12 | 286.269 | 1.0306
1966-07-13 | 279.632 | 1.0067
1966-07-14 | 277.436 | 0.99877
1966-07-15 | 269.815 | 0.97133
1966-07-16 | 262.282 | 0.94422
1966-07-17 | 259.796 | 0.93527
1966-07-18 | 251.349 | 0.90486
1966-07-19 | 248.906 | 0.89606
1966-07-20 | 241.657 | 0.86997
1966-07-21 | 234.495 | 0.84418
1966-07-22 | 233.477 | 0.84052
1966-07-23 | 232.468 | 0.83688
1966-07-24 | 226.436 | 0.81517
1966-07-25 | 224.441 | 0.80799
1966-07-26 | 218.505 | 0.78662
1966-07-27 | 216.543 | 0.77955
1966-07-28 | 210.704 | 0.75853
1966-07-29 | 208.774 | 0.75159
1966-07-30 | 203.032 | 0.73092
1966-07-31 | 202.141 | 0.72771
1966-08-01 | 202.573 | 0.72926
1966-08-02 | 203.068 | 0.73104
1966-08-03 | 203.563 | 0.73283
1966-08-04 | 204.058 | 0.73461
1966-08-05 | 204.555 | 0.7364
1966-08-06 | 205.051 | 0.73818
1966-08-07 | 205.549 | 0.73998
1966-08-08 | 206.046 | 0.74177
1966-08-09 | 206.545 | 0.74356
1966-08-10 | 207.044 | 0.74536
1966-08-11 | 207.543 | 0.74715
1966-08-12 | 208.043 | 0.74895
1966-08-13 | 208.544 | 0.75076
1966-08-14 | 209.045 | 0.75256
1966-08-15 | 209.547 | 0.75437
1966-08-16 | 210.049 | 0.75618
1966-08-17 | 210.552 | 0.75799
1966-08-18 | 211.055 | 0.7598
1966-08-19 | 211.559 | 0.76161
1966-08-20 | 212.063 | 0.76343
1966-08-21 | 212.568 | 0.76524
1966-08-22 | 213.074 | 0.76707
1966-08-23 | 213.58 | 0.76889
1966-08-24 | 214.086 | 0.77071
1966-08-25 | 214.593 | 0.77253
1966-08-26 | 215.101 | 0.77436
1966-08-27 | 215.609 | 0.77619
1966-08-28 | 216.118 | 0.77802
1966-08-29 | 216.627 | 0.77986
1966-08-30 | 217.137 | 0.78169
1966-08-31 | 217.648 | 0.78353
1966-09-01 | 218.159 | 0.78537
1966-09-02 | 218.67 | 0.78721
1966-09-03 | 219.182 | 0.78906
1966-09-04 | 219.695 | 0.7909
1966-09-05 | 220.208 | 0.79275
1966-09-06 | 220.722 | 0.7946
1966-09-07 | 221.236 | 0.79645
1966-09-08 | 221.751 | 0.7983
1966-09-09 | 222.266 | 0.80016
1966-09-10 | 222.782 | 0.80202
1966-09-11 | 223.298 | 0.80387
1966-09-12 | 223.815 | 0.80573
1966-09-13 | 224.333 | 0.8076
1966-09-14 | 224.851 | 0.80946
1966-09-15 | 225.37 | 0.81133
1966-09-16 | 225.889 | 0.8132
1966-09-17 | 226.408 | 0.81507
1966-09-18 | 226.929 | 0.81694
1966-09-19 | 227.449 | 0.81882
1966-09-20 | 227.971 | 0.8207
1966-09-21 | 228.493 | 0.82257
1966-09-22 | 229.015 | 0.82445
1966-09-23 | 229.538 | 0.82634
1966-09-24 | 230.061 | 0.82822
1966-09-25 | 230.586 | 0.83011
1966-09-26 | 231.11 | 0.832
1966-09-27 | 231.635 | 0.83389
1966-09-28 | 232.161 | 0.83578
1966-09-29 | 232.687 | 0.83767
1966-09-30 | 233.214 | 0.83957
1966-10-01 | 233.741 | 0.84147
1966-10-02 | 234.269 | 0.84337
1966-10-03 | 234.797 | 0.84527
1966-10-04 | 235.326 | 0.84717
1966-10-05 | 235.856 | 0.84908
1966-10-06 | 236.386 | 0.85099
1966-10-07 | 236.916 | 0.8529
1966-10-08 | 237.447 | 0.85481
1966-10-09 | 237.979 | 0.85672
1966-10-10 | 238.511 | 0.85864
1966-10-11 | 239.044 | 0.86056
1966-10-12 | 239.577 | 0.86248
1966-10-13 | 240.111 | 0.8644
1966-10-14 | 240.645 | 0.86632
1966-10-15 | 241.18 | 0.86825
1966-10-16 | 241.716 | 0.87018
1966-10-17 | 242.252 | 0.87211
1966-10-18 | 242.788 | 0.87404
1966-10-19 | 243.325 | 0.87597
1966-10-20 | 243.863 | 0.87791
1966-10-21 | 244.401 | 0.87984
1966-10-22 | 244.939 | 0.88178
1966-10-23 | 245.479 | 0.88372
1966-10-24 | 246.018 | 0.88566
1966-10-25 | 246.559 | 0.88761
1966-10-26 | 247.1 | 0.88956
1966-10-27 | 247.641 | 0.89151
1966-10-28 | 248.183 | 0.89346
1966-10-29 | 248.725 | 0.89541
1966-10-30 | 249.268 | 0.89736
1966-10-31 | 249.812 | 0.89932
1966-11-01 | 250.356 | 0.90128
1966-11-02 | 250.9 | 0.90324
1966-11-03 | 251.446 | 0.90521
1966-11-04 | 251.991 | 0.90717
1966-11-05 | 252.537 | 0.90913
1966-11-06 | 253.084 | 0.9111
1966-11-07 | 253.632 | 0.91308
1966-11-08 | 254.179 | 0.91504
1966-11-09 | 254.728 | 0.91702
1966-11-10 | 255.277 | 0.919
1966-11-11 | 255.826 | 0.92097
1966-11-12 | 256.376 | 0.92295
1966-11-13 | 256.927 | 0.92494
1966-11-14 | 257.478 | 0.92692
1966-11-15 | 258.029 | 0.9289
1966-11-16 | 258.581 | 0.93089
1966-11-17 | 259.134 | 0.93288
1966-11-18 | 259.687 | 0.93487
1966-11-19 | 260.241 | 0.93687
1966-11-20 | 260.795 | 0.93886
1966-11-21 | 261.35 | 0.94086
1966-11-22 | 261.906 | 0.94286
1966-11-23 | 262.461 | 0.94486
1966-11-24 | 263.018 | 0.94686
1966-11-25 | 263.575 | 0.94887
1966-11-26 | 264.132 | 0.95088
1966-11-27 | 264.69 | 0.95288
1966-11-28 | 265.249 | 0.9549
1966-11-29 | 265.808 | 0.95691
1966-11-30 | 266.368 | 0.95892
1966-12-01 | 266.928 | 0.96094
1966-12-02 | 267.489 | 0.96296
1966-12-03 | 268.05 | 0.96498
1966-12-04 | 268.612 | 0.967
1966-12-05 | 269.174 | 0.96903
1966-12-06 | 269.737 | 0.97105
1966-12-07 | 270.3 | 0.97308
1966-12-08 | 270.864 | 0.97511
1966-12-09 | 271.429 | 0.97714
1966-12-10 | 271.994 | 0.97918
1966-12-11 | 272.559 | 0.98121
1966-12-12 | 273.125 | 0.98325
1966-12-13 | 273.692 | 0.98529
1966-12-14 | 274.259 | 0.98733
1966-12-15 | 274.827 | 0.98938
1966-12-16 | 275.395 | 0.99142
1966-12-17 | 275.964 | 0.99347
1966-12-18 | 276.533 | 0.99552
1966-12-19 | 277.103 | 0.99757
1966-12-20 | 277.673 | 0.99962
1966-12-21 | 278.244 | 1.0017
1966-12-22 | 278.816 | 1.0037
1966-12-23 | 279.388 | 1.0058
1966-12-24 | 279.96 | 1.0079
1966-12-25 | 280.533 | 1.0099
1966-12-26 | 281.107 | 1.012
1966-12-27 | 281.681 | 1.0141
1966-12-28 | 282.256 | 1.0161
1966-12-29 | 282.831 | 1.0182
1966-12-30 | 283.406 | 1.0203
1966-12-31 | 283.983 | 1.0223
1967-01-01 | 284.559 | 1.0244
1967-01-02 | 285.137 | 1.0265
1967-01-03 | 285.715 | 1.0286
1967-01-04 | 286.293 | 1.0307
1967-01-05 | 286.872 | 1.0327
1967-01-06 | 287.451 | 1.0348
1967-01-07 | 288.031 | 1.0369
1967-01-08 | 288.612 | 1.039
1967-01-09 | 289.193 | 1.0411
1967-01-10 | 289.774 | 1.0432
1967-01-11 | 290.356 | 1.0453
1967-01-12 | 290.939 | 1.0474
1967-01-13 | 291.522 | 1.0495
1967-01-14 | 292.106 | 1.0516
1967-01-15 | 292.69 | 1.0537
1967-01-16 | 293.275 | 1.0558
1967-01-17 | 293.86 | 1.0579
1967-01-18 | 294.446 | 1.06
1967-01-19 | 295.032 | 1.0621
1967-01-20 | 295.619 | 1.0642
1967-01-21 | 296.207 | 1.0663
1967-01-22 | 296.795 | 1.0685
1967-01-23 | 297.383 | 1.0706
1967-01-24 | 297.972 | 1.0727
1967-01-25 | 298.562 | 1.0748
1967-01-26 | 299.152 | 1.0769
1967-01-27 | 299.742 | 1.0791
1967-01-28 | 300.333 | 1.0812
1967-01-29 | 300.925 | 1.0833
1967-01-30 | 301.517 | 1.0855
1967-01-31 | 302.11 | 1.0876
1967-02-01 | 302.703 | 1.0897
1967-02-02 | 303.297 | 1.0919
1967-02-03 | 303.891 | 1.094
1967-02-04 | 304.486 | 1.0961
1967-02-05 | 305.082 | 1.0983
1967-02-06 | 305.677 | 1.1004
1967-02-07 | 306.274 | 1.1026
1967-02-08 | 306.871 | 1.1047
1967-02-09 | 307.468 | 1.1069
1967-02-10 | 308.066 | 1.109
1967-02-11 | 308.665 | 1.1112
1967-02-12 | 309.264 | 1.1134
1967-02-13 | 309.864 | 1.1155
1967-02-14 | 310.464 | 1.1177
1967-02-15 | 311.064 | 1.1198
1967-02-16 | 311.666 | 1.122
1967-02-17 | 312.267 | 1.1242
1967-02-18 | 312.87 | 1.1263
1967-02-19 | 313.472 | 1.1285
1967-02-20 | 314.076 | 1.1307
1967-02-21 | 314.991 | 1.134
1967-02-22 | 320.136 | 1.1525
1967-02-23 | 339.933 | 1.2238
1967-02-24 | 363.136 | 1.3073
1967-02-25 | 390.893 | 1.4072
1967-02-26 | 425.281 | 1.531
1967-02-27 | 444.972 | 1.6019
1967-02-28 | 461.473 | 1.6613
1967-03-01 | 500.428 | 1.8015
1967-03-02 | 513.355 | 1.8481
1967-03-03 | 520.145 | 1.8725
1967-03-04 | 523.072 | 1.8831
1967-03-05 | 534.346 | 1.9236
1967-03-06 | 532.866 | 1.9183
1967-03-07 | 529.426 | 1.9059
1967-03-08 | 528.936 | 1.9042
1967-03-09 | 529.426 | 1.9059
1967-03-10 | 530.901 | 1.9112
1967-03-11 | 524.047 | 1.8866
1967-03-12 | 531.393 | 1.913
1967-03-13 | 532.373 | 1.9165
1967-03-14 | 529.917 | 1.9077
1967-03-15 | 535.34 | 1.9272
1967-03-16 | 560.828 | 2.019
1967-03-17 | 608.527 | 2.1907
1967-03-18 | 626.347 | 2.2548
1967-03-19 | 638.599 | 2.299
1967-03-20 | 667.752 | 2.4039
1967-03-21 | 688.606 | 2.479
1967-03-22 | 711.437 | 2.5612
1967-03-23 | 718.174 | 2.5854
1967-03-24 | 720.999 | 2.5956
1967-03-25 | 734.608 | 2.6446
1967-03-26 | 738.025 | 2.6569
1967-03-27 | 745.461 | 2.6837
1967-03-28 | 751.781 | 2.7064
1967-03-29 | 768.589 | 2.7669
1967-03-30 | 806.792 | 2.9045
1967-03-31 | 821.681 | 2.9581
1967-04-01 | 836.126 | 3.0101
1967-04-02 | 852.503 | 3.069
1967-04-03 | 854.327 | 3.0756
1967-04-04 | 852.5 | 3.069
1967-04-05 | 862.889 | 3.1064
1967-04-06 | 864.726 | 3.113
1967-04-07 | 864.726 | 3.113
1967-04-08 | 864.726 | 3.113
1967-04-09 | 864.726 | 3.113
1967-04-10 | 862.889 | 3.1064
1967-04-11 | 848.254 | 3.0537
1967-04-12 | 824.087 | 2.9667
1967-04-13 | 815.696 | 2.9365
1967-04-14 | 809.734 | 2.915
1967-04-15 | 819.284 | 2.9494
1967-04-16 | 819.283 | 2.9494
1967-04-17 | 806.764 | 2.9044
1967-04-18 | 793.734 | 2.8574
1967-04-19 | 787.256 | 2.8341
1967-04-20 | 779.632 | 2.8067
1967-04-21 | 780.219 | 2.8088
1967-04-22 | 792.559 | 2.8532
1967-04-23 | 803.198 | 2.8915
1967-04-24 | 794.324 | 2.8596
1967-04-25 | 792.551 | 2.8532
1967-04-26 | 790.787 | 2.8468
1967-04-27 | 780.219 | 2.8088
1967-04-28 | 778.461 | 2.8025
1967-04-29 | 776.711 | 2.7962
1967-04-30 | 767.973 | 2.7647
1967-05-01 | 774.96 | 2.7899
1967-05-02 | 766.229 | 2.7584
1967-05-03 | 762.75 | 2.7459
1967-05-04 | 752.355 | 2.7085
1967-05-05 | 748.905 | 2.6961
1967-05-06 | 738.597 | 2.6589
1967-05-07 | 734.041 | 2.6425
1967-05-08 | 715.932 | 2.5774
1967-05-09 | 706.383 | 2.543
1967-05-10 | 703.59 | 2.5329
1967-05-11 | 692.466 | 2.4929
1967-05-12 | 683.619 | 2.461
1967-05-13 | 678.667 | 2.4432
1967-05-14 | 673.732 | 2.4254
1967-05-15 | 666.632 | 2.3999
1967-05-16 | 664.455 | 2.392
1967-05-17 | 657.4 | 2.3666
1967-05-18 | 651.459 | 2.3453
1967-05-19 | 641.252 | 2.3085
1967-05-20 | 638.044 | 2.297
1967-05-21 | 628.464 | 2.2625
1967-05-22 | 626.871 | 2.2567
1967-05-23 | 625.286 | 2.251
1967-05-24 | 614.223 | 2.2112
1967-05-25 | 603.242 | 2.1717
1967-05-26 | 601.159 | 2.1642
1967-05-27 | 597.009 | 2.1492
1967-05-28 | 589.775 | 2.1232
1967-05-29 | 583.611 | 2.101
1967-05-30 | 570.349 | 2.0533
1967-05-31 | 565.279 | 2.035
1967-06-01 | 564.773 | 2.0332
1967-06-02 | 563.765 | 2.0296
1967-06-03 | 556.72 | 2.0042
1967-06-04 | 549.214 | 1.9772
1967-06-05 | 544.732 | 1.961
1967-06-06 | 540.269 | 1.945
1967-06-07 | 533.359 | 1.9201
1967-06-08 | 529.426 | 1.9059
1967-06-09 | 527.469 | 1.8989
1967-06-10 | 518.688 | 1.8673
1967-06-11 | 515.776 | 1.8568
1967-06-12 | 507.085 | 1.8255
1967-06-13 | 504.203 | 1.8151
1967-06-14 | 495.601 | 1.7842
1967-06-15 | 493.222 | 1.7756
1967-06-16 | 487.067 | 1.7534
1967-06-17 | 481.887 | 1.7348
1967-06-18 | 472.995 | 1.7028
1967-06-19 | 469.74 | 1.6911
1967-06-20 | 458.653 | 1.6512
1967-06-21 | 456.353 | 1.6429
1967-06-22 | 452.694 | 1.6297
1967-06-23 | 445.868 | 1.6051
1967-06-24 | 439.087 | 1.5807
1967-06-25 | 435.04 | 1.5661
1967-06-26 | 431.013 | 1.5516
1967-06-27 | 424.781 | 1.5292
1967-06-28 | 420.355 | 1.5133
1967-06-29 | 414.193 | 1.4911
1967-06-30 | 409.818 | 1.4753
1967-07-01 | 404.16 | 1.455
1967-07-02 | 402.427 | 1.4487
1967-07-03 | 396.673 | 1.428
1967-07-04 | 391.797 | 1.4105
1967-07-05 | 387.231 | 1.394
1967-07-06 | 382.689 | 1.3777
1967-07-07 | 378.172 | 1.3614
1967-07-08 | 373.679 | 1.3452
1967-07-09 | 369.211 | 1.3292
1967-07-10 | 364.767 | 1.3132
1967-07-11 | 360.348 | 1.2973
1967-07-12 | 355.953 | 1.2814
1967-07-13 | 351.583 | 1.2657
1967-07-14 | 347.237 | 1.2501
1967-07-15 | 342.916 | 1.2345
1967-07-16 | 338.62 | 1.219
1967-07-17 | 334.348 | 1.2037
1967-07-18 | 330.102 | 1.1884
1967-07-19 | 325.879 | 1.1732
1967-07-20 | 321.682 | 1.1581
1967-07-21 | 317.51 | 1.143
1967-07-22 | 313.362 | 1.1281
1967-07-23 | 309.239 | 1.1133
1967-07-24 | 305.141 | 1.0985
1967-07-25 | 301.068 | 1.0838
1967-07-26 | 297.02 | 1.0693
1967-07-27 | 292.997 | 1.0548
1967-07-28 | 288.999 | 1.0404
1967-07-29 | 285.026 | 1.0261
1967-07-30 | 281.078 | 1.0119
1967-07-31 | 277.155 | 0.99776
1967-08-01 | 273.257 | 0.98373
1967-08-02 | 269.385 | 0.96979
1967-08-03 | 265.537 | 0.95593
1967-08-04 | 261.715 | 0.94217
1967-08-05 | 257.918 | 0.9285
1967-08-06 | 254.147 | 0.91493
1967-08-07 | 250.4 | 0.90144
1967-08-08 | 246.68 | 0.88805
1967-08-09 | 242.984 | 0.87474
1967-08-10 | 239.314 | 0.86153
1967-08-11 | 235.669 | 0.84841
1967-08-12 | 232.05 | 0.83538
1967-08-13 | 228.457 | 0.82245
1967-08-14 | 224.889 | 0.8096
1967-08-15 | 221.346 | 0.79685
1967-08-16 | 217.83 | 0.78419
1967-08-17 | 214.339 | 0.77162
1967-08-18 | 210.873 | 0.75914
1967-08-19 | 207.434 | 0.74676
1967-08-20 | 204.02 | 0.73447
1967-08-21 | 200.632 | 0.72228
1967-08-22 | 197.27 | 0.71017
1967-08-23 | 193.934 | 0.69816
1967-08-24 | 190.623 | 0.68624
1967-08-25 | 187.339 | 0.67442
1967-08-26 | 184.081 | 0.66269
1967-08-27 | 180.849 | 0.65106
1967-08-28 | 177.643 | 0.63951
1967-08-29 | 174.463 | 0.62807
1967-08-30 | 171.309 | 0.61671
1967-08-31 | 168.181 | 0.60545
1967-09-01 | 165.08 | 0.59429
1967-09-02 | 162.005 | 0.58322
1967-09-03 | 158.957 | 0.57225
1967-09-04 | 155.935 | 0.56137
1967-09-05 | 152.939 | 0.55058
1967-09-06 | 149.97 | 0.53989
1967-09-07 | 147.027 | 0.5293
1967-09-08 | 144.111 | 0.5188
1967-09-09 | 141.58 | 0.50969
1967-09-10 | 140.952 | 0.50743
1967-09-11 | 139.345 | 0.50164
1967-09-12 | 138.547 | 0.49877
1967-09-13 | 135.368 | 0.48732
1967-09-14 | 134.84 | 0.48542
1967-09-15 | 134.577 | 0.48448
1967-09-16 | 132.484 | 0.47694
1967-09-17 | 129.111 | 0.4648
1967-09-18 | 128.337 | 0.46201
1967-09-19 | 126.289 | 0.45464
1967-09-20 | 122.738 | 0.44186
1967-09-21 | 120.727 | 0.43462
1967-09-22 | 119.979 | 0.43192
1967-09-23 | 117.003 | 0.42121
1967-09-24 | 116.263 | 0.41855
1967-09-25 | 114.792 | 0.41325
1967-09-26 | 114.304 | 0.41149
1967-09-27 | 112.603 | 0.40537
1967-09-28 | 110.672 | 0.39842
1967-09-29 | 108.994 | 0.39238
1967-09-30 | 108.28 | 0.38981
1967-10-01 | 105.441 | 0.37959
1967-10-02 | 104.502 | 0.37621
1967-10-03 | 101.709 | 0.36615
1967-10-04 | 101.245 | 0.36448
1967-10-05 | 101.245 | 0.36448
1967-10-06 | 101.015 | 0.36365
1967-10-07 | 99.18 | 0.35705
1967-10-08 | 96.226 | 0.34641
1967-10-09 | 95.774 | 0.34479
1967-10-10 | 95.549 | 0.34398
1967-10-11 | 93.76 | 0.33754
1967-10-12 | 90.882 | 0.32718
1967-10-13 | 90.442 | 0.32559
1967-10-14 | 90.223 | 0.3248
1967-10-15 | 88.913 | 0.32009
1967-10-16 | 88.262 | 0.31774
1967-10-17 | 85.677 | 0.30844
1967-10-18 | 85.249 | 0.3069
1967-10-19 | 85.249 | 0.3069
1967-10-20 | 85.036 | 0.30613
1967-10-21 | 83.34 | 0.30002
1967-10-22 | 80.613 | 0.29021
1967-10-23 | 80.196 | 0.28871
1967-10-24 | 80.196 | 0.28871
1967-10-25 | 80.196 | 0.28871
1967-10-26 | 80.196 | 0.28871
1967-10-27 | 80.196 | 0.28871
1967-10-28 | 80.196 | 0.28871
1967-10-29 | 80.196 | 0.28871
1967-10-30 | 80.196 | 0.28871
1967-10-31 | 80.196 | 0.28871
1967-11-01 | 80.196 | 0.28871
1967-11-02 | 80.196 | 0.28871
1967-11-03 | 80.196 | 0.28871
1967-11-04 | 80.196 | 0.28871
1967-11-05 | 80.196 | 0.28871
1967-11-06 | 80.196 | 0.28871
1967-11-07 | 80.196 | 0.28871
1967-11-08 | 80.196 | 0.28871
1967-11-09 | 80.196 | 0.28871
1967-11-10 | 79.578 | 0.28648
1967-11-11 | 76.299 | 0.27468
1967-11-12 | 78.34 | 0.28202
1967-11-13 | 79.989 | 0.28796
1967-11-14 | 79.578 | 0.28648
1967-11-15 | 76.299 | 0.27468
1967-11-16 | 78.34 | 0.28202
1967-11-17 | 79.989 | 0.28796
1967-11-18 | 80.196 | 0.28871
1967-11-19 | 80.196 | 0.28871
1967-11-20 | 81.246 | 0.29249
1967-11-21 | 88.942 | 0.32019
1967-11-22 | 97.821 | 0.35216
1967-11-23 | 97.583 | 0.3513
1967-11-24 | 95.775 | 0.34479
1967-11-25 | 94.205 | 0.33914
1967-11-26 | 94.205 | 0.33914
1967-11-27 | 95.549 | 0.34398
1967-11-28 | 95.549 | 0.34398
1967-11-29 | 94.205 | 0.33914
1967-11-30 | 94.205 | 0.33914
1967-12-01 | 96.687 | 0.34807
1967-12-02 | 104.043 | 0.37455
1967-12-03 | 106.619 | 0.38383
1967-12-04 | 107.33 | 0.38639
1967-12-05 | 110.433 | 0.39756
1967-12-06 | 112.603 | 0.40537
1967-12-07 | 114.794 | 0.41326
1967-12-08 | 118.74 | 0.42746
1967-12-09 | 124.258 | 0.44733
1967-12-10 | 128.858 | 0.46389
1967-12-11 | 134.318 | 0.48354
1967-12-12 | 136.687 | 0.49207
1967-12-13 | 137.75 | 0.4959
1967-12-14 | 142.569 | 0.51325
1967-12-15 | 143.648 | 0.51713
1967-12-16 | 146.097 | 0.52595
1967-12-17 | 151.322 | 0.54476
1967-12-18 | 152.152 | 0.54775
1967-12-19 | 152.152 | 0.54775
1967-12-20 | 152.152 | 0.54775
1967-12-21 | 152.152 | 0.54775
1967-12-22 | 151.322 | 0.54476
1967-12-23 | 146.642 | 0.52791
1967-12-24 | 147.461 | 0.53086
1967-12-25 | 147.734 | 0.53184
1967-12-26 | 147.734 | 0.53184
1967-12-27 | 147.734 | 0.53184
1967-12-28 | 149.396 | 0.53783
1967-12-29 | 160.041 | 0.57615
1967-12-30 | 166.932 | 0.60096
1967-12-31 | 178.11 | 0.6412
1968-01-01 | 181.404 | 0.65305
1968-01-02 | 192.725 | 0.69381
1968-01-03 | 208.15 | 0.74934
1968-01-04 | 214.588 | 0.77252
1968-01-05 | 218.509 | 0.78663
1968-01-06 | 228.115 | 0.82121
1968-01-07 | 237.894 | 0.85642
1968-01-08 | 241.306 | 0.8687
1968-01-09 | 241.649 | 0.86994
1968-01-10 | 241.649 | 0.86994
1968-01-11 | 244.072 | 0.87866
1968-01-12 | 259.815 | 0.93533
1968-01-13 | 269.815 | 0.97133
1968-01-14 | 278.17 | 1.0014
1968-01-15 | 284.419 | 1.0239
1968-01-16 | 291.488 | 1.0494
1968-01-17 | 307.417 | 1.1067
1968-01-18 | 334.749 | 1.2051
1968-01-19 | 352.437 | 1.2688
1968-01-20 | 367.256 | 1.3221
1968-01-21 | 388.283 | 1.3978
1968-01-22 | 404.181 | 1.4551
1968-01-23 | 423.024 | 1.5229
1968-01-24 | 437.313 | 1.5743
1968-01-25 | 461.897 | 1.6628
1968-01-26 | 476.273 | 1.7146
1968-01-27 | 493.235 | 1.7756
1968-01-28 | 504.203 | 1.8151
1968-01-29 | 508.052 | 1.829
1968-01-30 | 523.076 | 1.8831
1968-01-31 | 529.428 | 1.9059
1968-02-01 | 537.803 | 1.9361
1968-02-02 | 550.714 | 1.9826
1968-02-03 | 554.213 | 1.9952
1968-02-04 | 563.261 | 2.0277
1968-02-05 | 565.279 | 2.035
1968-02-06 | 568.822 | 2.0478
1968-02-07 | 573.393 | 2.0642
1968-02-08 | 581.047 | 2.0918
1968-02-09 | 592.898 | 2.1344
1968-02-10 | 623.198 | 2.2435
1968-02-11 | 639.68 | 2.3028
1968-02-12 | 674.865 | 2.4295
1968-02-13 | 696.392 | 2.507
1968-02-14 | 736.355 | 2.6509
1968-02-15 | 751.207 | 2.7043
1968-02-16 | 765.66 | 2.7564
1968-02-17 | 788.454 | 2.8384
1968-02-18 | 815.718 | 2.9366
1968-02-19 | 839.76 | 3.0231
1968-02-20 | 860.453 | 3.0976
1968-02-21 | 883.229 | 3.1796
1968-02-22 | 898.766 | 3.2356
1968-02-23 | 909.405 | 3.2739
1968-02-24 | 922.007 | 3.3192
1968-02-25 | 947.427 | 3.4107
1968-02-26 | 960.89 | 3.4592
1968-02-27 | 977.048 | 3.5174
1968-02-28 | 1005.146 | 3.6185
1968-02-29 | 1050.258 | 3.7809
1968-03-01 | 1071.095 | 3.8559
1968-03-02 | 1087.38 | 3.9146
1968-03-03 | 1104.465 | 3.9761
1968-03-04 | 1128.603 | 4.063
1968-03-05 | 1166.273 | 4.1986
1968-03-06 | 1183.894 | 4.262
1968-03-07 | 1209.504 | 4.3542
1968-03-08 | 1236.82 | 4.4526
1968-03-09 | 1283.429 | 4.6203
1968-03-10 | 1321.109 | 4.756
1968-03-11 | 1357.041 | 4.8853
1968-03-12 | 1398.026 | 5.0329
1968-03-13 | 1465.97 | 5.2775
1968-03-14 | 1531.361 | 5.5129
1968-03-15 | 1598.856 | 5.7559
1968-03-16 | 1651.144 | 5.9441
1968-03-17 | 1685.882 | 6.0692
1968-03-18 | 1713.417 | 6.1683
1968-03-19 | 1738.624 | 6.259
1968-03-20 | 1756.375 | 6.3229
1968-03-21 | 1782.72 | 6.4178
1968-03-22 | 1781.009 | 6.4116
1968-03-23 | 1772.496 | 6.381
1968-03-24 | 1756.367 | 6.3229
1968-03-25 | 1751.288 | 6.3046
1968-03-26 | 1732.728 | 6.2378
1968-03-27 | 1708.39 | 6.1502
1968-03-28 | 1690.868 | 6.0871
1968-03-29 | 1661.023 | 5.9797
1968-03-30 | 1635.505 | 5.8878
1968-03-31 | 1617.516 | 5.8231
1968-04-01 | 1584.225 | 5.7032
1968-04-02 | 1561.662 | 5.622
1968-04-03 | 1537.659 | 5.5356
1968-04-04 | 1517.783 | 5.464
1968-04-05 | 1498.03 | 5.3929
1968-04-06 | 1472.921 | 5.3025
1968-04-07 | 1444.121 | 5.1988
1968-04-08 | 1424.034 | 5.1265
1968-04-09 | 1404.087 | 5.0547
1968-04-10 | 1377.428 | 4.9587
1968-04-11 | 1362.294 | 4.9043
1968-04-12 | 1344.994 | 4.842
1968-04-13 | 1327.046 | 4.7774
1968-04-14 | 1309.947 | 4.7158
1968-04-15 | 1296.637 | 4.6679
1968-04-16 | 1279.723 | 4.607
1968-04-17 | 1262.179 | 4.5438
1968-04-18 | 1246.19 | 4.4863
1968-04-19 | 1237.51 | 4.455
1968-04-20 | 1223.822 | 4.4058
1968-04-21 | 1220.231 | 4.3928
1968-04-22 | 1210.919 | 4.3593
1968-04-23 | 1203.778 | 4.3336
1968-04-24 | 1193.813 | 4.2977
1968-04-25 | 1188.134 | 4.2773
1968-04-26 | 1183.891 | 4.262
1968-04-27 | 1157.857 | 4.1683
1968-04-28 | 1123.061 | 4.043
1968-04-29 | 1105.829 | 3.981
1968-04-30 | 1102.4 | 3.9686
1968-05-01 | 1093.51 | 3.9366
1968-05-02 | 1086.015 | 3.9097
1968-05-03 | 1073.12 | 3.8632
1968-05-04 | 1071.088 | 3.8559
1968-05-05 | 1069.063 | 3.8486
1968-05-06 | 1056.933 | 3.805
1968-05-07 | 1054.915 | 3.7977
1968-05-08 | 1052.904 | 3.7905
1968-05-09 | 1040.859 | 3.7471
1968-05-10 | 1036.194 | 3.7303
1968-05-11 | 1018.945 | 3.6682
1968-05-12 | 1007.731 | 3.6278
1968-05-13 | 1001.164 | 3.6042
1968-05-14 | 992.003 | 3.5712
1968-05-15 | 984.834 | 3.5454
1968-05-16 | 972.503 | 3.501
1968-05-17 | 968.624 | 3.487
1968-05-18 | 958.314 | 3.4499
1968-05-19 | 960.891 | 3.4592
1968-05-20 | 942.949 | 3.3946
1968-05-21 | 938.481 | 3.3785
1968-05-22 | 929.589 | 3.3465
1968-05-23 | 920.101 | 3.3124
1968-05-24 | 914.429 | 3.2919
1968-05-25 | 909.402 | 3.2738
1968-05-26 | 905.013 | 3.258
1968-05-27 | 903.136 | 3.2513
1968-05-28 | 895.643 | 3.2243
1968-05-29 | 892.53 | 3.2131
1968-05-30 | 881.361 | 3.1729
1968-05-31 | 879.504 | 3.1662
1968-06-01 | 878.269 | 3.1618
1968-06-02 | 870.256 | 3.1329
1968-06-03 | 865.339 | 3.1152
1968-06-04 | 863.5 | 3.1086
1968-06-05 | 855.549 | 3.08
1968-06-06 | 850.671 | 3.0624
1968-06-07 | 849.454 | 3.058
1968-06-08 | 845.2 | 3.0427
1968-06-09 | 840.35 | 3.0253
1968-06-10 | 836.116 | 3.01
1968-06-11 | 833.704 | 3.0013
1968-06-12 | 822.878 | 2.9624
1968-06-13 | 821.077 | 2.9559
1968-06-14 | 819.881 | 2.9516
1968-06-15 | 812.711 | 2.9258
1968-06-16 | 811.518 | 2.9215
1968-06-17 | 811.518 | 2.9215
1968-06-18 | 809.14 | 2.9129
1968-06-19 | 794.916 | 2.8617
1968-06-20 | 791.374 | 2.8489
1968-06-21 | 784.319 | 2.8235
1968-06-22 | 782.559 | 2.8172
1968-06-23 | 777.879 | 2.8004
1968-06-24 | 769.715 | 2.771
1968-06-25 | 765.066 | 2.7542
1968-06-26 | 764.486 | 2.7521
1968-06-27 | 762.75 | 2.7459
1968-06-28 | 752.355 | 2.7085
1968-06-29 | 748.905 | 2.6961
1968-06-30 | 738.597 | 2.6589
1968-07-01 | 736.882 | 2.6528
1968-07-02 | 736.313 | 2.6507
1968-07-03 | 731.194 | 2.6323
1968-07-04 | 720.432 | 2.5936
1968-07-05 | 718.737 | 2.5875
1968-07-06 | 717.611 | 2.5834
1968-07-07 | 710.305 | 2.5571
1968-07-08 | 705.265 | 2.539
1968-07-09 | 701.914 | 2.5269
1968-07-10 | 703.032 | 2.5309
1968-07-11 | 691.914 | 2.4909
1968-07-12 | 680.317 | 2.4491
1968-07-13 | 679.215 | 2.4452
1968-07-14 | 680.319 | 2.4491
1968-07-15 | 667.182 | 2.4019
1968-07-16 | 660.652 | 2.3783
1968-07-17 | 653.615 | 2.353
1968-07-18 | 651.995 | 2.3472
1968-07-19 | 647.689 | 2.3317
1968-07-20 | 640.715 | 2.3066
1968-07-21 | 638.044 | 2.297
1968-07-22 | 628.464 | 2.2625
1968-07-23 | 626.342 | 2.2548
1968-07-24 | 622.114 | 2.2396
1968-07-25 | 614.743 | 2.2131
1968-07-26 | 609.502 | 2.1942
1968-07-27 | 602.72 | 2.1698
1968-07-28 | 601.159 | 2.1642
1968-07-29 | 597.009 | 2.1492
1968-07-30 | 589.261 | 2.1213
1968-07-31 | 581.558 | 2.0936
1968-08-01 | 577.467 | 2.0789
1968-08-02 | 575.43 | 2.0715
1968-08-03 | 565.284 | 2.035
1968-08-04 | 557.221 | 2.006
1968-08-05 | 552.21 | 1.988
1968-08-06 | 545.23 | 1.9628
1968-08-07 | 540.269 | 1.945
1968-08-08 | 533.359 | 1.9201
1968-08-09 | 527.959 | 1.9007
1968-08-10 | 518.688 | 1.8673
1968-08-11 | 515.776 | 1.8568
1968-08-12 | 514.383 | 1.8518
1968-08-13 | 557.289 | 2.0062
1968-08-14 | 563.765 | 2.0296
1968-08-15 | 555.721 | 2.0006
1968-08-16 | 542.75 | 1.9539
1968-08-17 | 539.28 | 1.9414
1968-08-18 | 530.41 | 1.9095
1968-08-19 | 527.469 | 1.8989
1968-08-20 | 518.688 | 1.8673
1968-08-21 | 517.228 | 1.862
1968-08-22 | 514.331 | 1.8516
1968-08-23 | 497.038 | 1.7893
1968-08-24 | 494.172 | 1.779
1968-08-25 | 492.749 | 1.7739
1968-08-26 | 482.831 | 1.7382
1968-08-27 | 472.066 | 1.6994
1968-08-28 | 464.18 | 1.671
1968-08-29 | 456.358 | 1.6429
1968-08-30 | 447.229 | 1.61
1968-08-31 | 445.865 | 1.6051
1968-09-01 | 444.508 | 1.6002
1968-09-02 | 435.047 | 1.5662
1968-09-03 | 425.669 | 1.5324
1968-09-04 | 423.009 | 1.5228
1968-09-05 | 413.76 | 1.4895
1968-09-06 | 403.3 | 1.4519
1968-09-07 | 394.242 | 1.4193
1968-09-08 | 391.673 | 1.41
1968-09-09 | 382.745 | 1.3779
1968-09-10 | 373.485 | 1.3445
1968-09-11 | 368.066 | 1.325
1968-09-12 | 357.331 | 1.2864
1968-09-13 | 352.016 | 1.2673
1968-09-14 | 344.316 | 1.2395
1968-09-15 | 341.9 | 1.2308
1968-09-16 | 333.513 | 1.2006
1968-09-17 | 324.428 | 1.1679
1968-09-18 | 318.173 | 1.1454
1968-09-19 | 313.91 | 1.1301
1968-09-20 | 306.603 | 1.1038
1968-09-21 | 304.312 | 1.0955
1968-09-22 | 296.736 | 1.0682
1968-09-23 | 290.732 | 1.0466
1968-09-24 | 286.64 | 1.0319
1968-09-25 | 278.902 | 1.004
1968-09-26 | 273.066 | 0.98304
1968-09-27 | 269.09 | 0.96872
1968-09-28 | 262.282 | 0.94422
1968-09-29 | 259.796 | 0.93527
1968-09-30 | 251.349 | 0.90486
1968-10-01 | 249.6 | 0.89856
1968-10-02 | 246.823 | 0.88856
1968-10-03 | 241.994 | 0.87118
1968-10-04 | 238.571 | 0.85886
1968-10-05 | 234.155 | 0.84296
1968-10-06 | 232.468 | 0.83688
1968-10-07 | 225.442 | 0.81159
1968-10-08 | 218.179 | 0.78544
1968-10-09 | 214.588 | 0.77252
1968-10-10 | 210.059 | 0.75621
1968-10-11 | 206.851 | 0.74466
1968-10-12 | 202.713 | 0.72977
1968-10-13 | 202.079 | 0.72748
1968-10-14 | 201.134 | 0.72408
1968-10-15 | 195.179 | 0.70264
1968-10-16 | 191.767 | 0.69036
1968-10-17 | 187.77 | 0.67597
1968-10-18 | 182.679 | 0.65764
1968-10-19 | 156.424 | 0.56313
1968-10-20 | 151.322 | 0.54476
1968-10-21 | 145.826 | 0.52497
1968-10-22 | 141.491 | 0.50937
1968-10-23 | 138.814 | 0.49973
1968-10-24 | 135.368 | 0.48732
1968-10-25 | 134.577 | 0.48448
1968-10-26 | 133.004 | 0.47881
1968-10-27 | 132.222 | 0.476
1968-10-28 | 128.854 | 0.46387
1968-10-29 | 126.798 | 0.45647
1968-10-30 | 126.033 | 0.45372
1968-10-31 | 122.738 | 0.44186
1968-11-01 | 120.727 | 0.43462
1968-11-02 | 120.477 | 0.43372
1968-11-03 | 119.979 | 0.43192
1968-11-04 | 116.757 | 0.42033
1968-11-05 | 114.792 | 0.41325
1968-11-06 | 114.548 | 0.41237
1968-11-07 | 114.061 | 0.41062
1968-11-08 | 110.914 | 0.39929
1968-11-09 | 108.994 | 0.39238
1968-11-10 | 108.755 | 0.39152
1968-11-11 | 108.517 | 0.39066
1968-11-12 | 106.856 | 0.38468
1968-11-13 | 104.737 | 0.37705
1968-11-14 | 101.709 | 0.36615
1968-11-15 | 101.245 | 0.36448
1968-11-16 | 101.245 | 0.36448
1968-11-17 | 101.245 | 0.36448
1968-11-18 | 101.015 | 0.36365
1968-11-19 | 99.18 | 0.35705
1968-11-20 | 96.226 | 0.34641
1968-11-21 | 95.774 | 0.34479
1968-11-22 | 95.774 | 0.34479
1968-11-23 | 95.774 | 0.34479
1968-11-24 | 95.774 | 0.34479
1968-11-25 | 95.774 | 0.34479
1968-11-26 | 95.774 | 0.34479
1968-11-27 | 95.774 | 0.34479
1968-11-28 | 95.774 | 0.34479
1968-11-29 | 96.226 | 0.34641
1968-11-30 | 98.95 | 0.35622
1968-12-01 | 99.406 | 0.35786
1968-12-02 | 98.95 | 0.35622
1968-12-03 | 96.226 | 0.34641
1968-12-04 | 95.774 | 0.34479
1968-12-05 | 95.774 | 0.34479
1968-12-06 | 96.454 | 0.34723
1968-12-07 | 100.557 | 0.36201
1968-12-08 | 102.176 | 0.36783
1968-12-09 | 108.048 | 0.38897
1968-12-10 | 110.914 | 0.39929
1968-12-11 | 114.798 | 0.41327
1968-12-12 | 120.485 | 0.43375
1968-12-13 | 126.036 | 0.45373
1968-12-14 | 128.854 | 0.46387
1968-12-15 | 133.274 | 0.47979
1968-12-16 | 139.885 | 0.50359
1968-12-17 | 139.345 | 0.50164
1968-12-18 | 139.078 | 0.50068
1968-12-19 | 140.153 | 0.50455
1968-12-20 | 147.749 | 0.5319
1968-12-21 | 156.643 | 0.56391
1968-12-22 | 166.066 | 0.59784
1968-12-23 | 178.131 | 0.64127
1968-12-24 | 193.65 | 0.69714
1968-12-25 | 208.889 | 0.752
1968-12-26 | 245.553 | 0.88399
1968-12-27 | 260.867 | 0.93912
1968-12-28 | 270.544 | 0.97396
1968-12-29 | 284.812 | 1.0253
1968-12-30 | 301.669 | 1.086
1968-12-31 | 314.303 | 1.1315
1969-01-01 | 324.829 | 1.1694
1969-01-02 | 339.508 | 1.2222
1969-01-03 | 352.43 | 1.2687
1969-01-04 | 364.77 | 1.3132
1969-01-05 | 391.329 | 1.4088
1969-01-06 | 427.951 | 1.5406
1969-01-07 | 446.794 | 1.6085
1969-01-08 | 467.909 | 1.6845
1969-01-09 | 488.022 | 1.7569
1969-01-10 | 495.126 | 1.7825
1969-01-11 | 508.56 | 1.8308
1969-01-12 | 539.325 | 1.9416
1969-01-13 | 561.757 | 2.0223
1969-01-14 | 564.773 | 2.0332
1969-01-15 | 569.353 | 2.0497
1969-01-16 | 592.386 | 2.1326
1969-01-17 | 568.848 | 2.0479
1969-01-18 | 560.739 | 2.0187
1969-01-19 | 557.219 | 2.006
1969-01-20 | 555.715 | 2.0006
1969-01-21 | 547.229 | 1.97
1969-01-22 | 529.93 | 1.9077
1969-01-23 | 518.688 | 1.8673
1969-01-24 | 521.137 | 1.8761
1969-01-25 | 545.75 | 1.9647
1969-01-26 | 557.224 | 2.006
1969-01-27 | 568.829 | 2.0478
1969-01-28 | 583.115 | 2.0992
1969-01-29 | 612.186 | 2.2039
1969-01-30 | 653.67 | 2.3532
1969-01-31 | 679.24 | 2.4453
1969-02-01 | 703.605 | 2.533
1969-02-02 | 722.157 | 2.5998
1969-02-03 | 759.919 | 2.7357
1969-02-04 | 799.084 | 2.8767
1969-02-05 | 822.296 | 2.9603
1969-02-06 | 851.319 | 3.0647
1969-02-07 | 888.843 | 3.1998
1969-02-08 | 923.286 | 3.3238
1969-02-09 | 954.52 | 3.4363
1969-02-10 | 1009.783 | 3.6352
1969-02-11 | 1057.002 | 3.8052
1969-02-12 | 1113.464 | 4.0085
1969-02-13 | 1164.198 | 4.1911
1969-02-14 | 1208.811 | 4.3517
1969-02-15 | 1246.225 | 4.4864
1969-02-16 | 1295.245 | 4.6629
1969-02-17 | 1374.598 | 4.9486
1969-02-18 | 1483.248 | 5.3397
1969-02-19 | 1544.894 | 5.5616
1969-02-20 | 1606.98 | 5.7851
1969-02-21 | 1669.359 | 6.0097
1969-02-22 | 1742.905 | 6.2745
1969-02-23 | 1796.431 | 6.4672
1969-02-24 | 1856.806 | 6.6845
1969-02-25 | 1921.619 | 6.9178
1969-02-26 | 1994.591 | 7.1805
1969-02-27 | 2049.668 | 7.3788
1969-02-28 | 2104.518 | 7.5763
1969-03-01 | 2144.226 | 7.7192
1969-03-02 | 2179.604 | 7.8466
1969-03-03 | 2204.903 | 7.9377
1969-03-04 | 2230.333 | 8.0292
1969-03-05 | 2234.108 | 8.0428
1969-03-06 | 2234.108 | 8.0428
1969-03-07 | 2234.108 | 8.0428
1969-03-08 | 2234.108 | 8.0428
1969-03-09 | 2236 | 8.0496
1969-03-10 | 2245.465 | 8.0837
1969-03-11 | 2236 | 8.0496
1969-03-12 | 2231.276 | 8.0326
1969-03-13 | 2213.361 | 7.9681
1969-03-14 | 2205.834 | 7.941
1969-03-15 | 2214.304 | 7.9715
1969-03-16 | 2243.588 | 8.0769
1969-03-17 | 2281.607 | 8.2138
1969-03-18 | 2288.282 | 8.2378
1969-03-19 | 2297.852 | 8.2723
1969-03-20 | 2323.77 | 8.3656
1969-03-21 | 2342.085 | 8.4315
1969-03-22 | 2361.434 | 8.5012
1969-03-23 | 2363.371 | 8.5081
1969-03-24 | 2354.653 | 8.4768
1969-03-25 | 2338.22 | 8.4176
1969-03-26 | 2347.88 | 8.4524
1969-03-27 | 2356.588 | 8.4837
1969-03-28 | 2362.401 | 8.5046
1969-03-29 | 2354.653 | 8.4768
1969-03-30 | 2333.402 | 8.4002
1969-03-31 | 2310.315 | 8.3171
1969-04-01 | 2289.241 | 8.2413
1969-04-02 | 2275.882 | 8.1932
1969-04-03 | 2245.472 | 8.0837
1969-04-04 | 2229.395 | 8.0258
1969-04-05 | 2198.331 | 7.914
1969-04-06 | 2212.421 | 7.9647
1969-04-07 | 2195.516 | 7.9039
1969-04-08 | 2168.396 | 7.8062
1969-04-09 | 2151.638 | 7.7459
1969-04-10 | 2136.795 | 7.6925
1969-04-11 | 2121.077 | 7.6359
1969-04-12 | 2098.979 | 7.5563
1969-04-13 | 2069.679 | 7.4508
1969-04-14 | 2034.22 | 7.3232
1969-04-15 | 1999.034 | 7.1965
1969-04-16 | 1967.702 | 7.0837
1969-04-17 | 1927.749 | 6.9399
1969-04-18 | 1892.537 | 6.8131
1969-04-19 | 1864.581 | 6.7125
1969-04-20 | 1837.707 | 6.6157
1969-04-21 | 1782.761 | 6.4179
1969-04-22 | 1736.951 | 6.253
1969-04-23 | 1713.412 | 6.1683
1969-04-24 | 1695.859 | 6.1051
1969-04-25 | 1690.861 | 6.0871
1969-04-26 | 1673.423 | 6.0243
1969-04-27 | 1653.59 | 5.9529
1969-04-28 | 1633.865 | 5.8819
1969-04-29 | 1614.247 | 5.8113
1969-04-30 | 1594.738 | 5.7411
1969-05-01 | 1575.337 | 5.6712
1969-05-02 | 1554.447 | 5.596
1969-05-03 | 1524.932 | 5.4898
1969-05-04 | 1499.606 | 5.3986
1969-05-05 | 1479.957 | 5.3278
1969-05-06 | 1461.207 | 5.2603
1969-05-07 | 1440.253 | 5.1849
1969-05-08 | 1410.21 | 5.0768
1969-05-09 | 1400.266 | 5.041
1969-05-10 | 1366.085 | 4.9179
1969-05-11 | 1344.994 | 4.842
1969-05-12 | 1327.046 | 4.7774
1969-05-13 | 1309.208 | 4.7131
1969-05-14 | 1291.48 | 4.6493
1969-05-15 | 1273.863 | 4.5859
1969-05-16 | 1256.355 | 4.5229
1969-05-17 | 1238.238 | 4.4577
1969-05-18 | 1218.799 | 4.3877
1969-05-19 | 1214.496 | 4.3722
1969-05-20 | 1203.781 | 4.3336
1969-05-21 | 1187.432 | 4.2748
1969-05-22 | 1172.587 | 4.2213
1969-05-23 | 1168.362 | 4.2061
1969-05-24 | 1153.636 | 4.1531
1969-05-25 | 1136.904 | 4.0929
1969-05-26 | 1122.352 | 4.0405
1969-05-27 | 1118.211 | 4.0256
1969-05-28 | 1103.776 | 3.9736
1969-05-29 | 1087.38 | 3.9146
1969-05-30 | 1073.12 | 3.8632
1969-05-31 | 1069.063 | 3.8486
1969-06-01 | 1054.922 | 3.7977
1969-06-02 | 1038.198 | 3.7375
1969-06-03 | 1020.265 | 3.673
1969-06-04 | 1017.616 | 3.6634
1969-06-05 | 1015.638 | 3.6563
1969-06-06 | 1001.825 | 3.6066
1969-06-07 | 986.139 | 3.5501
1969-06-08 | 970.567 | 3.494
1969-06-09 | 955.107 | 3.4384
1969-06-10 | 941.669 | 3.39
1969-06-11 | 937.846 | 3.3762
1969-06-12 | 924.528 | 3.3283
1969-06-13 | 909.408 | 3.2739
1969-06-14 | 896.268 | 3.2266
1969-06-15 | 892.53 | 3.2131
1969-06-16 | 879.511 | 3.1662
1969-06-17 | 866.569 | 3.1196
1969-06-18 | 862.889 | 3.1064
1969-06-19 | 851.891 | 3.0668
1969-06-20 | 848.239 | 3.0537
1969-06-21 | 835.519 | 3.0079
1969-06-22 | 822.878 | 2.9624
1969-06-23 | 819.283 | 2.9494
1969-06-24 | 808.543 | 2.9108
1969-06-25 | 804.978 | 2.8979
1969-06-26 | 792.559 | 2.8532
1969-06-27 | 780.219 | 2.8088
1969-06-28 | 776.711 | 2.7962
1969-06-29 | 766.229 | 2.7584
1969-06-30 | 762.75 | 2.7459
1969-07-01 | 752.355 | 2.7085
1969-07-02 | 748.905 | 2.6961
1969-07-03 | 738.597 | 2.6589
1969-07-04 | 734.608 | 2.6446
1969-07-05 | 720.999 | 2.5956
1969-07-06 | 717.049 | 2.5814
1969-07-07 | 705.828 | 2.541
1969-07-08 | 696.904 | 2.5089
1969-07-09 | 690.802 | 2.4869
1969-07-10 | 679.768 | 2.4472
1969-07-11 | 673.732 | 2.4254
1969-07-12 | 666.632 | 2.3999
1969-07-13 | 663.912 | 2.3901
1969-07-14 | 652.542 | 2.3492
1969-07-15 | 641.252 | 2.3085
1969-07-16 | 638.044 | 2.297
1969-07-17 | 626.879 | 2.2568
1969-07-18 | 615.794 | 2.2169
1969-07-19 | 612.645 | 2.2055
1969-07-20 | 603.242 | 2.1717
1969-07-21 | 600.122 | 2.1604
1969-07-22 | 589.266 | 2.1214
1969-07-23 | 577.981 | 2.0807
1969-07-24 | 572.376 | 2.0606
1969-07-25 | 564.776 | 2.0332
1969-07-26 | 555.721 | 2.0006
1969-07-27 | 541.268 | 1.9486
1969-07-28 | 530.41 | 1.9095
1969-07-29 | 528.936 | 1.9042
1969-07-30 | 527.469 | 1.8989
1969-07-31 | 529.062 | 1.9046
1969-08-01 | 589.384 | 2.1218
1969-08-02 | 590.807 | 2.1269
1969-08-03 | 587.717 | 2.1158
1969-08-04 | 578.491 | 2.0826
1969-08-05 | 575.43 | 2.0715
1969-08-06 | 564.781 | 2.0332
1969-08-07 | 552.716 | 1.9898
1969-08-08 | 542.252 | 1.9521
1969-08-09 | 540.763 | 1.9467
1969-08-10 | 537.806 | 1.9361
1969-08-11 | 518.703 | 1.8673
1969-08-12 | 507.085 | 1.8255
1969-08-13 | 504.203 | 1.8151
1969-08-14 | 494.179 | 1.779
1969-08-15 | 484.238 | 1.7433
1969-08-16 | 481.416 | 1.7331
1969-08-17 | 472.995 | 1.7028
1969-08-18 | 469.74 | 1.6911
1969-08-19 | 457.281 | 1.6462
1969-08-20 | 447.229 | 1.61
1969-08-21 | 444.508 | 1.6002
1969-08-22 | 436.389 | 1.571
1969-08-23 | 433.698 | 1.5613
1969-08-24 | 424.343 | 1.5276
1969-08-25 | 413.76 | 1.4895
1969-08-26 | 404.596 | 1.4565
1969-08-27 | 401.996 | 1.4472
1969-08-28 | 394.242 | 1.4193
1969-08-29 | 392.954 | 1.4146
1969-08-30 | 391.673 | 1.41
1969-08-31 | 384.011 | 1.3824
1969-09-01 | 381.472 | 1.3733
1969-09-02 | 372.652 | 1.3415
1969-09-03 | 362.682 | 1.3057
1969-09-04 | 352.835 | 1.2702
1969-09-05 | 344.316 | 1.2395
1969-09-06 | 341.9 | 1.2308
1969-09-07 | 333.513 | 1.2006
1969-09-08 | 325.21 | 1.1708
1969-09-09 | 322.857 | 1.1623
1969-09-10 | 314.687 | 1.1329
1969-09-11 | 305.462 | 1.0997
1969-09-12 | 296.361 | 1.0669
1969-09-13 | 288.497 | 1.0386
1969-09-14 | 286.269 | 1.0306
1969-09-15 | 278.538 | 1.0027
1969-09-16 | 270.894 | 0.97522
1969-09-17 | 268.729 | 0.96742
1969-09-18 | 261.573 | 0.94166
1969-09-19 | 256.257 | 0.92253
1969-09-20 | 253.802 | 0.91369
1969-09-21 | 242.35 | 0.87246
1969-09-22 | 234.495 | 0.84418
1969-09-23 | 233.477 | 0.84052
1969-09-24 | 232.468 | 0.83688
1969-09-25 | 226.436 | 0.81517
1969-09-26 | 225.434 | 0.81156
1969-09-27 | 225.434 | 0.81156
1969-09-28 | 224.441 | 0.80799
1969-09-29 | 218.505 | 0.78662
1969-09-30 | 212.715 | 0.76577
1969-10-01 | 183.599 | 0.66096
1969-10-02 | 173.647 | 0.62513
1969-10-03 | 171.88 | 0.61877
1969-10-04 | 165.766 | 0.59676
1969-10-05 | 159.743 | 0.57507
1969-10-06 | 158.888 | 0.572
1969-10-07 | 158.042 | 0.56895
1969-10-08 | 152.99 | 0.55076
1969-10-09 | 151.322 | 0.54476
1969-10-10 | 146.369 | 0.52693
1969-10-11 | 145.548 | 0.52397
1969-10-12 | 145.548 | 0.52397
1969-10-13 | 145.548 | 0.52397
1969-10-14 | 144.735 | 0.52105
1969-10-15 | 139.883 | 0.50358
1969-10-16 | 138.282 | 0.49782
1969-10-17 | 133.53 | 0.48071
1969-10-18 | 132.743 | 0.47787
1969-10-19 | 132.743 | 0.47787
1969-10-20 | 131.963 | 0.47507
1969-10-21 | 127.313 | 0.45833
1969-10-22 | 126.542 | 0.45555
1969-10-23 | 126.542 | 0.45555
1969-10-24 | 126.542 | 0.45555
1969-10-25 | 125.78 | 0.45281
1969-10-26 | 121.231 | 0.43643
1969-10-27 | 120.477 | 0.43372
1969-10-28 | 119.731 | 0.43103
1969-10-29 | 116.021 | 0.41768
1969-10-30 | 120.485 | 0.43375
1969-10-31 | 125.78 | 0.45281
1969-11-01 | 126.542 | 0.45555
1969-11-02 | 126.542 | 0.45555
1969-11-03 | 126.542 | 0.45555
1969-11-04 | 125.78 | 0.45281
1969-11-05 | 121.231 | 0.43643
1969-11-06 | 120.477 | 0.43372
1969-11-07 | 119.731 | 0.43103
1969-11-08 | 115.285 | 0.41503
1969-11-09 | 115.285 | 0.41503
1969-11-10 | 119.731 | 0.43103
1969-11-11 | 120.477 | 0.43372
1969-11-12 | 120.477 | 0.43372
1969-11-13 | 120.477 | 0.43372
1969-11-14 | 120.477 | 0.43372
1969-11-15 | 120.477 | 0.43372
1969-11-16 | 119.731 | 0.43103
1969-11-17 | 115.285 | 0.41503
1969-11-18 | 114.548 | 0.41237
1969-11-19 | 114.548 | 0.41237
1969-11-20 | 114.548 | 0.41237
1969-11-21 | 114.548 | 0.41237
1969-11-22 | 114.548 | 0.41237
1969-11-23 | 114.548 | 0.41237
1969-11-24 | 114.548 | 0.41237
1969-11-25 | 114.548 | 0.41237
1969-11-26 | 114.548 | 0.41237
1969-11-27 | 114.548 | 0.41237
1969-11-28 | 114.548 | 0.41237
1969-11-29 | 114.548 | 0.41237
1969-11-30 | 114.548 | 0.41237
1969-12-01 | 114.548 | 0.41237
1969-12-02 | 114.548 | 0.41237
1969-12-03 | 114.548 | 0.41237
1969-12-04 | 114.548 | 0.41237
1969-12-05 | 114.548 | 0.41237
1969-12-06 | 114.548 | 0.41237
1969-12-07 | 114.548 | 0.41237
1969-12-08 | 114.548 | 0.41237
1969-12-09 | 115.285 | 0.41503
1969-12-10 | 119.731 | 0.43103
1969-12-11 | 120.477 | 0.43372
1969-12-12 | 120.477 | 0.43372
1969-12-13 | 120.477 | 0.43372
1969-12-14 | 121.231 | 0.43643
1969-12-15 | 126.551 | 0.45558
1969-12-16 | 133.547 | 0.48077
1969-12-17 | 145.582 | 0.5241
1969-12-18 | 157.204 | 0.56593
1969-12-19 | 159.743 | 0.57507
1969-12-20 | 165.766 | 0.59676
1969-12-21 | 171.88 | 0.61877
1969-12-22 | 173.647 | 0.62513
1969-12-23 | 180.813 | 0.65093
1969-12-24 | 192.704 | 0.69373
1969-12-25 | 194.553 | 0.70039
1969-12-26 | 194.553 | 0.70039
1969-12-27 | 200.295 | 0.72106
1969-12-28 | 236.65 | 0.85194
1969-12-29 | 247.865 | 0.89231
1969-12-30 | 243.715 | 0.87737
1969-12-31 | 248.906 | 0.89606
1970-01-01 | 247.188 | 0.88988
1970-01-02 | 229.474 | 0.82611
1970-01-03 | 218.836 | 0.78781
1970-01-04 | 219.499 | 0.7902
1970-01-05 | 234.889 | 0.8456
1970-01-06 | 259.85 | 0.93546
1970-01-07 | 274.169 | 0.98701
1970-01-08 | 263.36 | 0.9481
1970-01-09 | 259.796 | 0.93527
1970-01-10 | 251.349 | 0.90486
1970-01-11 | 249.948 | 0.89981
1970-01-12 | 249.948 | 0.89981
1970-01-13 | 249.948 | 0.89981
1970-01-14 | 249.948 | 0.89981
1970-01-15 | 249.948 | 0.89981
1970-01-16 | 251.349 | 0.90486
1970-01-17 | 259.796 | 0.93527
1970-01-18 | 261.211 | 0.94036
1970-01-19 | 261.211 | 0.94036
1970-01-20 | 261.211 | 0.94036
1970-01-21 | 261.211 | 0.94036
1970-01-22 | 262.282 | 0.94422
1970-01-23 | 269.815 | 0.97133
1970-01-24 | 277.436 | 0.99877
1970-01-25 | 280.742 | 1.0107
1970-01-26 | 295.244 | 1.0629
1970-01-27 | 306.619 | 1.1038
1970-01-28 | 326.461 | 1.1753
1970-01-29 | 358.609 | 1.291
1970-01-30 | 370.149 | 1.3325
1970-01-31 | 382.325 | 1.3764
1970-02-01 | 395.561 | 1.424
1970-02-02 | 419.935 | 1.5118
1970-02-03 | 423.01 | 1.5228
1970-02-04 | 433.252 | 1.5597
1970-02-05 | 437.746 | 1.5759
1970-02-06 | 461.52 | 1.6615
1970-02-07 | 511.029 | 1.8397
1970-02-08 | 528.943 | 1.9042
1970-02-09 | 545.283 | 1.963
1970-02-10 | 584.169 | 2.103
1970-02-11 | 598.57 | 2.1549
1970-02-12 | 620.088 | 2.2323
1970-02-13 | 670.518 | 2.4139
1970-02-14 | 678.666 | 2.4432
1970-02-15 | 680.317 | 2.4491
1970-02-16 | 690.248 | 2.4849
1970-02-17 | 691.907 | 2.4909
1970-02-18 | 695.246 | 2.5029
1970-02-19 | 713.681 | 2.5693
1970-02-20 | 706.944 | 2.545
1970-02-21 | 706.944 | 2.545
1970-02-22 | 717.05 | 2.5814
1970-02-23 | 722.704 | 2.6017
1970-02-24 | 746.621 | 2.6878
1970-02-25 | 752.355 | 2.7085
1970-02-26 | 762.75 | 2.7459
1970-02-27 | 764.486 | 2.7521
1970-02-28 | 766.229 | 2.7584
1970-03-01 | 785.571 | 2.8281
1970-03-02 | 841.022 | 3.0277
1970-03-03 | 850.062 | 3.0602
1970-03-04 | 850.062 | 3.0602
1970-03-05 | 850.062 | 3.0602
1970-03-06 | 850.062 | 3.0602
1970-03-07 | 851.891 | 3.0668
1970-03-08 | 862.889 | 3.1064
1970-03-09 | 864.726 | 3.113
1970-03-10 | 870.278 | 3.133
1970-03-11 | 903.785 | 3.2536
1970-03-12 | 913.181 | 3.2875
1970-03-13 | 939.783 | 3.3832
1970-03-14 | 968.638 | 3.4871
1970-03-15 | 984.183 | 3.5431
1970-03-16 | 986.133 | 3.5501
1970-03-17 | 986.133 | 3.5501
1970-03-18 | 992.684 | 3.5737
1970-03-19 | 1036.241 | 3.7305
1970-03-20 | 1067.045 | 3.8414
1970-03-21 | 1071.088 | 3.8559
1970-03-22 | 1071.088 | 3.8559
1970-03-23 | 1071.088 | 3.8559
1970-03-24 | 1071.088 | 3.8559
1970-03-25 | 1071.088 | 3.8559
1970-03-26 | 1069.063 | 3.8486
1970-03-27 | 1056.933 | 3.805
1970-03-28 | 1052.904 | 3.7905
1970-03-29 | 1040.859 | 3.7471
1970-03-30 | 1036.194 | 3.7303
1970-03-31 | 1020.265 | 3.673
1970-04-01 | 1015.638 | 3.6563
1970-04-02 | 1003.789 | 3.6136
1970-04-03 | 1001.162 | 3.6042
1970-04-04 | 993.97 | 3.5783
1970-04-05 | 971.866 | 3.4987
1970-04-06 | 957.029 | 3.4453
1970-04-07 | 953.178 | 3.4314
1970-04-08 | 941.669 | 3.39
1970-04-09 | 937.846 | 3.3762
1970-04-10 | 924.528 | 3.3283
1970-04-11 | 911.288 | 3.2806
1970-04-12 | 909.401 | 3.2738
1970-04-13 | 907.522 | 3.2671
1970-04-14 | 896.268 | 3.2266
1970-04-15 | 892.53 | 3.2131
1970-04-16 | 881.361 | 3.1729
1970-04-17 | 879.504 | 3.1662
1970-04-18 | 877.653 | 3.1596
1970-04-19 | 866.569 | 3.1196
1970-04-20 | 864.726 | 3.113
1970-04-21 | 864.726 | 3.113
1970-04-22 | 864.726 | 3.113
1970-04-23 | 862.889 | 3.1064
1970-04-24 | 851.891 | 3.0668
1970-04-25 | 850.062 | 3.0602
1970-04-26 | 848.239 | 3.0537
1970-04-27 | 837.327 | 3.0144
1970-04-28 | 833.704 | 3.0013
1970-04-29 | 822.878 | 2.9624
1970-04-30 | 821.077 | 2.9559
1970-05-01 | 819.283 | 2.9494
1970-05-02 | 808.543 | 2.9108
1970-05-03 | 806.757 | 2.9043
1970-05-04 | 806.757 | 2.9043
1970-05-05 | 804.978 | 2.8979
1970-05-06 | 794.324 | 2.8596
1970-05-07 | 790.787 | 2.8468
1970-05-08 | 780.219 | 2.8088
1970-05-09 | 778.461 | 2.8025
1970-05-10 | 778.461 | 2.8025
1970-05-11 | 776.711 | 2.7962
1970-05-12 | 766.229 | 2.7584
1970-05-13 | 762.75 | 2.7459
1970-05-14 | 752.355 | 2.7085
1970-05-15 | 748.905 | 2.6961
1970-05-16 | 738.597 | 2.6589
1970-05-17 | 736.882 | 2.6528
1970-05-18 | 736.882 | 2.6528
1970-05-19 | 736.882 | 2.6528
1970-05-20 | 736.882 | 2.6528
1970-05-21 | 736.882 | 2.6528
1970-05-22 | 734.608 | 2.6446
1970-05-23 | 720.999 | 2.5956
1970-05-24 | 718.737 | 2.5875
1970-05-25 | 717.049 | 2.5814
1970-05-26 | 706.944 | 2.545
1970-05-27 | 703.59 | 2.5329
1970-05-28 | 691.914 | 2.4909
1970-05-29 | 680.317 | 2.4491
1970-05-30 | 678.666 | 2.4432
1970-05-31 | 678.666 | 2.4432
1970-06-01 | 678.666 | 2.4432
1970-06-02 | 677.022 | 2.4373
1970-06-03 | 667.179 | 2.4018
1970-06-04 | 665.542 | 2.396
1970-06-05 | 663.912 | 2.3901
1970-06-06 | 654.157 | 2.355
1970-06-07 | 652.534 | 2.3491
1970-06-08 | 652.534 | 2.3491
1970-06-09 | 650.919 | 2.3433
1970-06-10 | 639.652 | 2.3027
1970-06-11 | 628.464 | 2.2625
1970-06-12 | 625.286 | 2.251
1970-06-13 | 615.794 | 2.2169
1970-06-14 | 614.216 | 2.2112
1970-06-15 | 614.216 | 2.2112
1970-06-16 | 612.645 | 2.2055
1970-06-17 | 603.242 | 2.1717
1970-06-18 | 601.678 | 2.166
1970-06-19 | 601.678 | 2.166
1970-06-20 | 598.573 | 2.1549
1970-06-21 | 580.032 | 2.0881
1970-06-22 | 576.957 | 2.077
1970-06-23 | 575.43 | 2.0715
1970-06-24 | 564.781 | 2.0332
1970-06-25 | 554.213 | 1.9952
1970-06-26 | 552.709 | 1.9898
1970-06-27 | 551.212 | 1.9844
1970-06-28 | 542.252 | 1.9521
1970-06-29 | 540.763 | 1.9467
1970-06-30 | 539.28 | 1.9414
1970-07-01 | 530.41 | 1.9095
1970-07-02 | 527.469 | 1.8989
1970-07-03 | 518.688 | 1.8673
1970-07-04 | 517.228 | 1.862
1970-07-05 | 515.776 | 1.8568
1970-07-06 | 507.085 | 1.8255
1970-07-07 | 507.085 | 1.8255
1970-07-08 | 514.324 | 1.8516
1970-07-09 | 507.085 | 1.8255
1970-07-10 | 504.203 | 1.8151
1970-07-11 | 495.601 | 1.7842
1970-07-12 | 494.647 | 1.7807
1970-07-13 | 497.504 | 1.791
1970-07-14 | 497.504 | 1.791
1970-07-15 | 494.647 | 1.7807
1970-07-16 | 492.749 | 1.7739
1970-07-17 | 484.238 | 1.7433
1970-07-18 | 479.551 | 1.7264
1970-07-19 | 460.042 | 1.6562
1970-07-20 | 456.812 | 1.6445
1970-07-21 | 456.812 | 1.6445
1970-07-22 | 456.812 | 1.6445
1970-07-23 | 455.439 | 1.6396
1970-07-24 | 447.229 | 1.61
1970-07-25 | 444.508 | 1.6002
1970-07-26 | 435.047 | 1.5662
1970-07-27 | 424.343 | 1.5276
1970-07-28 | 413.76 | 1.4895
1970-07-29 | 404.596 | 1.4565
1970-07-30 | 403.292 | 1.4519
1970-07-31 | 401.996 | 1.4472
1970-08-01 | 392.961 | 1.4147
1970-08-02 | 382.745 | 1.3779
1970-08-03 | 373.902 | 1.346
1970-08-04 | 371.394 | 1.337
1970-08-05 | 362.682 | 1.3057
1970-08-06 | 354.054 | 1.2746
1970-08-07 | 351.608 | 1.2658
1970-08-08 | 344.316 | 1.2395
1970-08-09 | 341.9 | 1.2308
1970-08-10 | 333.513 | 1.2006
1970-08-11 | 325.21 | 1.1708
1970-08-12 | 324.03 | 1.1665
1970-08-13 | 322.857 | 1.1623
1970-08-14 | 313.538 | 1.1287
1970-08-15 | 298.629 | 1.0751
1970-08-16 | 296.354 | 1.0669
1970-08-17 | 295.228 | 1.0628
1970-08-18 | 287.387 | 1.0346
1970-08-19 | 279.632 | 1.0067
1970-08-20 | 277.436 | 0.99877
1970-08-21 | 269.815 | 0.97133
1970-08-22 | 262.282 | 0.94422
1970-08-23 | 259.796 | 0.93527
1970-08-24 | 251.349 | 0.90486
1970-08-25 | 248.906 | 0.89606
1970-08-26 | 242.682 | 0.87366
1970-08-27 | 240.623 | 0.86624
1970-08-28 | 234.495 | 0.84418
1970-08-29 | 233.477 | 0.84052
1970-08-30 | 231.467 | 0.83328
1970-08-31 | 219.499 | 0.7902
1970-09-01 | 217.52 | 0.78307
1970-09-02 | 216.543 | 0.77955
1970-09-03 | 209.743 | 0.75507
1970-09-04 | 202.087 | 0.72751
1970-09-05 | 195.49 | 0.70376
1970-09-06 | 194.553 | 0.70039
1970-09-07 | 193.625 | 0.69705
1970-09-08 | 187.166 | 0.6738
1970-09-09 | 180.797 | 0.65087
1970-09-10 | 179.893 | 0.64761
1970-09-11 | 180.797 | 0.65087
1970-09-12 | 186.246 | 0.67049
1970-09-13 | 185.342 | 0.66723
1970-09-14 | 174.543 | 0.62835
1970-09-15 | 172.76 | 0.62194
1970-09-16 | 171.88 | 0.61877
1970-09-17 | 166.629 | 0.59986
1970-09-18 | 165.758 | 0.59673
1970-09-19 | 164.895 | 0.59362
1970-09-20 | 159.743 | 0.57507
1970-09-21 | 158.888 | 0.572
1970-09-22 | 158.042 | 0.56895
1970-09-23 | 152.99 | 0.55076
1970-09-24 | 152.152 | 0.54775
1970-09-25 | 152.152 | 0.54775
1970-09-26 | 152.152 | 0.54775
1970-09-27 | 152.152 | 0.54775
1970-09-28 | 151.322 | 0.54476
1970-09-29 | 146.369 | 0.52693
1970-09-30 | 143.931 | 0.51815
1970-10-01 | 134.327 | 0.48358
1970-10-02 | 132.743 | 0.47787
1970-10-03 | 131.963 | 0.47507
1970-10-04 | 127.313 | 0.45833
1970-10-05 | 126.542 | 0.45555
1970-10-06 | 126.033 | 0.45372
1970-10-07 | 122.989 | 0.44276
1970-10-08 | 122.736 | 0.44185
1970-10-09 | 123.747 | 0.44549
1970-10-10 | 120.729 | 0.43462
1970-10-11 | 118.734 | 0.42744
1970-10-12 | 118.485 | 0.42655
1970-10-13 | 119.485 | 0.43015
1970-10-14 | 125.272 | 0.45098
1970-10-15 | 124.254 | 0.44731
1970-10-16 | 120.979 | 0.43552
1970-10-17 | 120.477 | 0.43372
1970-10-18 | 119.731 | 0.43103
1970-10-19 | 115.285 | 0.41503
1970-10-20 | 114.304 | 0.41149
1970-10-21 | 112.844 | 0.40624
1970-10-22 | 111.879 | 0.40276
1970-10-23 | 107.569 | 0.38725
1970-10-24 | 106.855 | 0.38468
1970-10-25 | 106.855 | 0.38468
1970-10-26 | 106.855 | 0.38468
1970-10-27 | 106.855 | 0.38468
1970-10-28 | 106.855 | 0.38468
1970-10-29 | 106.855 | 0.38468
1970-10-30 | 106.855 | 0.38468
1970-10-31 | 106.383 | 0.38298
1970-11-01 | 103.567 | 0.37284
1970-11-02 | 103.1 | 0.37116
1970-11-03 | 103.1 | 0.37116
1970-11-04 | 103.567 | 0.37284
1970-11-05 | 106.383 | 0.38298
1970-11-06 | 106.855 | 0.38468
1970-11-07 | 106.855 | 0.38468
1970-11-08 | 106.149 | 0.38214
1970-11-09 | 102.639 | 0.3695
1970-11-10 | 106.149 | 0.38214
1970-11-11 | 106.149 | 0.38214
1970-11-12 | 101.942 | 0.36699
1970-11-13 | 101.245 | 0.36448
1970-11-14 | 101.245 | 0.36448
1970-11-15 | 100.785 | 0.36283
1970-11-16 | 97.586 | 0.35131
1970-11-17 | 94.429 | 0.33994
1970-11-18 | 93.981 | 0.33833
1970-11-19 | 94.881 | 0.34157
1970-11-20 | 100.33 | 0.36119
1970-11-21 | 101.477 | 0.36532
1970-11-22 | 103.335 | 0.37201
1970-11-23 | 106.383 | 0.38298
1970-11-24 | 107.569 | 0.38725
1970-11-25 | 111.879 | 0.40276
1970-11-26 | 112.602 | 0.40537
1970-11-27 | 112.844 | 0.40624
1970-11-28 | 114.304 | 0.41149
1970-11-29 | 115.038 | 0.41414
1970-11-30 | 118.74 | 0.42746
1970-12-01 | 124.003 | 0.44641
1970-12-02 | 126.8 | 0.45648
1970-12-03 | 130.926 | 0.47133
1970-12-04 | 136.96 | 0.49306
1970-12-05 | 143.385 | 0.51619
1970-12-06 | 150.785 | 0.54283
1970-12-07 | 161.175 | 0.58023
1970-12-08 | 159.457 | 0.57405
1970-12-09 | 159.457 | 0.57405
1970-12-10 | 163.747 | 0.58949
1970-12-11 | 169.537 | 0.61033
1970-12-12 | 171.293 | 0.61665
1970-12-13 | 176.909 | 0.63687
1970-12-14 | 179.594 | 0.64654
1970-12-15 | 180.495 | 0.64978
1970-12-16 | 185.954 | 0.66943
1970-12-17 | 199.269 | 0.71737
1970-12-18 | 211.358 | 0.76089
1970-12-19 | 218.514 | 0.78665
1970-12-20 | 230.464 | 0.82967
1970-12-21 | 245.174 | 0.88263
1970-12-22 | 277.14 | 0.9977
1970-12-23 | 287.01 | 1.0332
1970-12-24 | 289.984 | 1.0439
1970-12-25 | 290.356 | 1.0453
1970-12-26 | 290.356 | 1.0453
1970-12-27 | 291.856 | 1.0507
1970-12-28 | 302.42 | 1.0887
1970-12-29 | 315.869 | 1.1371
1970-12-30 | 331.146 | 1.1921
1970-12-31 | 323.312 | 1.1639
1971-01-01 | 356.991 | 1.2852
1971-01-02 | 365.156 | 1.3146
1971-01-03 | 363.501 | 1.3086
1971-01-04 | 368.493 | 1.3266
1971-01-05 | 393.063 | 1.415
1971-01-06 | 447.119 | 1.6096
1971-01-07 | 528.202 | 1.9015
1971-01-08 | 561.257 | 2.0205
1971-01-09 | 564.773 | 2.0332
1971-01-10 | 565.279 | 2.035
1971-01-11 | 568.315 | 2.0459
1971-01-12 | 569.837 | 2.0514
1971-01-13 | 575.938 | 2.0734
1971-01-14 | 575.43 | 2.0715
1971-01-15 | 567.812 | 2.0441
1971-01-16 | 573.903 | 2.0661
1971-01-17 | 566.292 | 2.0387
1971-01-18 | 564.773 | 2.0332
1971-01-19 | 566.292 | 2.0387
1971-01-20 | 578.506 | 2.0826
1971-01-21 | 600.137 | 2.1605
1971-01-22 | 619.537 | 2.2303
1971-01-23 | 663.968 | 2.3903
1971-01-24 | 682.545 | 2.4572
1971-01-25 | 715.958 | 2.5774
1971-01-26 | 750.298 | 2.7011
1971-01-27 | 852.149 | 3.0677
1971-01-28 | 894.424 | 3.2199
1971-01-29 | 918.848 | 3.3079
1971-01-30 | 922.713 | 3.3218
1971-01-31 | 992.11 | 3.5716
1971-02-01 | 1020.281 | 3.673
1971-02-02 | 1059.712 | 3.815
1971-02-03 | 1126.588 | 4.0557
1971-02-04 | 1169.8 | 4.2113
1971-02-05 | 1204.517 | 4.3363
1971-02-06 | 1238.979 | 4.4603
1971-02-07 | 1269.479 | 4.5701
1971-02-08 | 1276.055 | 4.5938
1971-02-09 | 1294.441 | 4.66
1971-02-10 | 1329.295 | 4.7855
1971-02-11 | 1341.241 | 4.8285
1971-02-12 | 1329.279 | 4.7854
1971-02-13 | 1329.279 | 4.7854
1971-02-14 | 1344.994 | 4.842
1971-02-15 | 1366.085 | 4.9179
1971-02-16 | 1402.566 | 5.0492
1971-02-17 | 1421.721 | 5.1182
1971-02-18 | 1426.341 | 5.1348
1971-02-19 | 1442.566 | 5.1932
1971-02-20 | 1463.554 | 5.2688
1971-02-21 | 1501.218 | 5.4044
1971-02-22 | 1555.29 | 5.599
1971-02-23 | 1620.153 | 5.8326
1971-02-24 | 1733.694 | 6.2413
1971-02-25 | 1715.111 | 6.1744
1971-02-26 | 1760.663 | 6.3384
1971-02-27 | 1822.202 | 6.5599
1971-02-28 | 1879.428 | 6.7659
1971-03-01 | 1903.055 | 6.851
1971-03-02 | 1905.69 | 6.8605
1971-03-03 | 1905.69 | 6.8605
1971-03-04 | 1905.69 | 6.8605
1971-03-05 | 1908.33 | 6.87
1971-03-06 | 1932.178 | 6.9558
1971-03-07 | 1998.252 | 7.1937
1971-03-08 | 2111.096 | 7.5999
1971-03-09 | 2199.306 | 7.9175
1971-03-10 | 2208.656 | 7.9512
1971-03-11 | 2194.573 | 7.9005
1971-03-12 | 2211.482 | 7.9613
1971-03-13 | 2234.115 | 8.0428
1971-03-14 | 2257.805 | 8.1281
1971-03-15 | 2283.511 | 8.2206
1971-03-16 | 2281.607 | 8.2138
1971-03-17 | 2241.702 | 8.0701
1971-03-18 | 2194.605 | 7.9006
1971-03-19 | 2137.759 | 7.6959
1971-03-20 | 2085.245 | 7.5069
1971-03-21 | 2036.943 | 7.333
1971-03-22 | 2003.533 | 7.2127
1971-03-23 | 1963.248 | 7.0677
1971-03-24 | 1925.103 | 6.9304
1971-03-25 | 1879.424 | 6.7659
1971-03-26 | 1844.613 | 6.6406
1971-03-27 | 1821.289 | 6.5566
1971-03-28 | 1792.98 | 6.4547
1971-03-29 | 1756.38 | 6.323
1971-03-30 | 1733.568 | 6.2408
1971-03-31 | 1710.909 | 6.1593
1971-04-01 | 1675.919 | 6.0333
1971-04-02 | 1653.59 | 5.9529
1971-04-03 | 1633.865 | 5.8819
1971-04-04 | 1616.689 | 5.8201
1971-04-05 | 1611.798 | 5.8025
1971-04-06 | 1594.738 | 5.7411
1971-04-07 | 1575.337 | 5.6712
1971-04-08 | 1556.044 | 5.6018
1971-04-09 | 1536.859 | 5.5327
1971-04-10 | 1517.783 | 5.464
1971-04-11 | 1499.602 | 5.3986
1971-04-12 | 1484.662 | 5.3448
1971-04-13 | 1461.989 | 5.2632
1971-04-14 | 1444.886 | 5.2016
1971-04-15 | 1440.239 | 5.1849
1971-04-16 | 1424.034 | 5.1265
1971-04-17 | 1404.849 | 5.0575
1971-04-18 | 1381.98 | 4.9751
1971-04-19 | 1365.312 | 4.9151
1971-04-20 | 1360.784 | 4.8988
1971-04-21 | 1344.994 | 4.842
1971-04-22 | 1327.046 | 4.7774
1971-04-23 | 1311.427 | 4.7211
1971-04-24 | 1304.769 | 4.6972
1971-04-25 | 1278.26 | 4.6017
1971-04-26 | 1271.664 | 4.578
1971-04-27 | 1256.355 | 4.5229
1971-04-28 | 1241.122 | 4.468
1971-04-29 | 1236.787 | 4.4524
1971-04-30 | 1221.672 | 4.398
1971-05-01 | 1206.633 | 4.3439
1971-05-02 | 1204.489 | 4.3362
1971-05-03 | 1202.353 | 4.3285
1971-05-04 | 1189.554 | 4.2824
1971-05-05 | 1185.302 | 4.2671
1971-05-06 | 1170.478 | 4.2137
1971-05-07 | 1153.636 | 4.1531
1971-05-08 | 1138.985 | 4.1003
1971-05-09 | 1134.816 | 4.0853
1971-05-10 | 1120.284 | 4.033
1971-05-11 | 1105.829 | 3.981
1971-05-12 | 1101.716 | 3.9662
1971-05-13 | 1087.38 | 3.9146
1971-05-14 | 1073.12 | 3.8632
1971-05-15 | 1069.063 | 3.8486
1971-05-16 | 1054.922 | 3.7977
1971-05-17 | 1040.859 | 3.7471
1971-05-18 | 1036.194 | 3.7303
1971-05-19 | 1018.286 | 3.6658
1971-05-20 | 1003.789 | 3.6136
1971-05-21 | 999.854 | 3.5995
1971-05-22 | 988.09 | 3.5571
1971-05-23 | 984.182 | 3.5431
1971-05-24 | 970.567 | 3.494
1971-05-25 | 957.029 | 3.4453
1971-05-26 | 953.178 | 3.4314
1971-05-27 | 939.761 | 3.3831
1971-05-28 | 924.528 | 3.3283
1971-05-29 | 911.288 | 3.2806
1971-05-30 | 907.522 | 3.2671
1971-05-31 | 896.268 | 3.2266
1971-06-01 | 892.53 | 3.2131
1971-06-02 | 881.361 | 3.1729
1971-06-03 | 877.653 | 3.1596
1971-06-04 | 864.733 | 3.113
1971-06-05 | 851.891 | 3.0668
1971-06-06 | 848.239 | 3.0537
1971-06-07 | 835.519 | 3.0079
1971-06-08 | 821.084 | 2.9559
1971-06-09 | 808.543 | 2.9108
1971-06-10 | 806.757 | 2.9043
1971-06-11 | 804.978 | 2.8979
1971-06-12 | 792.559 | 2.8532
1971-06-13 | 780.219 | 2.8088
1971-06-14 | 776.711 | 2.7962
1971-06-15 | 766.229 | 2.7584
1971-06-16 | 762.75 | 2.7459
1971-06-17 | 752.355 | 2.7085
1971-06-18 | 748.905 | 2.6961
1971-06-19 | 738.597 | 2.6589
1971-06-20 | 734.608 | 2.6446
1971-06-21 | 719.311 | 2.5895
1971-06-22 | 706.944 | 2.545
1971-06-23 | 703.59 | 2.5329
1971-06-24 | 693.573 | 2.4969
1971-06-25 | 690.248 | 2.4849
1971-06-26 | 678.673 | 2.4432
1971-06-27 | 667.179 | 2.4018
1971-06-28 | 663.912 | 2.3901
1971-06-29 | 654.157 | 2.355
1971-06-30 | 650.919 | 2.3433
1971-07-01 | 641.252 | 2.3085
1971-07-02 | 638.044 | 2.297
1971-07-03 | 626.879 | 2.2568
1971-07-04 | 615.794 | 2.2169
1971-07-05 | 612.645 | 2.2055
1971-07-06 | 601.685 | 2.1661
1971-07-07 | 590.807 | 2.1269
1971-07-08 | 587.717 | 2.1158
1971-07-09 | 578.491 | 2.0826
1971-07-10 | 575.43 | 2.0715
1971-07-11 | 566.292 | 2.0387
1971-07-12 | 563.261 | 2.0277
1971-07-13 | 552.716 | 1.9898
1971-07-14 | 542.252 | 1.9521
1971-07-15 | 539.28 | 1.9414
1971-07-16 | 528.943 | 1.9042
1971-07-17 | 517.235 | 1.862
1971-07-18 | 507.085 | 1.8255
1971-07-19 | 505.64 | 1.8203
1971-07-20 | 504.203 | 1.8151
1971-07-21 | 495.601 | 1.7842
1971-07-22 | 492.749 | 1.7739
1971-07-23 | 482.831 | 1.7382
1971-07-24 | 471.14 | 1.6961
1971-07-25 | 458.653 | 1.6512
1971-07-26 | 456.812 | 1.6445
1971-07-27 | 455.439 | 1.6396
1971-07-28 | 447.229 | 1.61
1971-07-29 | 444.508 | 1.6002
1971-07-30 | 435.047 | 1.5662
1971-07-31 | 424.343 | 1.5276
1971-08-01 | 413.76 | 1.4895
1971-08-02 | 404.596 | 1.4565
1971-08-03 | 401.996 | 1.4472
1971-08-04 | 392.961 | 1.4147
1971-08-05 | 382.745 | 1.3779
1971-08-06 | 373.902 | 1.346
1971-08-07 | 372.644 | 1.3415
1971-08-08 | 371.394 | 1.337
1971-08-09 | 363.917 | 1.3101
1971-08-10 | 361.44 | 1.3012
1971-08-11 | 352.835 | 1.2702
1971-08-12 | 344.316 | 1.2395
1971-08-13 | 341.9 | 1.2308
1971-08-14 | 334.701 | 1.2049
1971-08-15 | 331.136 | 1.1921
1971-08-16 | 317.017 | 1.1413
1971-08-17 | 313.522 | 1.1287
1971-08-18 | 305.462 | 1.0997
1971-08-19 | 297.487 | 1.071
1971-08-20 | 295.228 | 1.0628
1971-08-21 | 288.497 | 1.0386
1971-08-22 | 286.269 | 1.0306
1971-08-23 | 278.538 | 1.0027
1971-08-24 | 269.815 | 0.97133
1971-08-25 | 262.282 | 0.94422
1971-08-26 | 259.796 | 0.93527
1971-08-27 | 250.307 | 0.90111
1971-08-28 | 241.657 | 0.86997
1971-08-29 | 234.495 | 0.84418
1971-08-30 | 232.468 | 0.83688
1971-08-31 | 226.436 | 0.81517
1971-09-01 | 225.434 | 0.81156
1971-09-02 | 224.441 | 0.80799
1971-09-03 | 217.528 | 0.7831
1971-09-04 | 210.704 | 0.75853
1971-09-05 | 208.774 | 0.75159
1971-09-06 | 202.087 | 0.72751
1971-09-07 | 195.49 | 0.70376
1971-09-08 | 194.553 | 0.70039
1971-09-09 | 193.625 | 0.69705
1971-09-10 | 188.078 | 0.67708
1971-09-11 | 186.246 | 0.67049
1971-09-12 | 180.797 | 0.65087
1971-09-13 | 178.997 | 0.64439
1971-09-14 | 173.647 | 0.62513
1971-09-15 | 172.76 | 0.62194
1971-09-16 | 172.76 | 0.62194
1971-09-17 | 172.76 | 0.62194
1971-09-18 | 171.88 | 0.61877
1971-09-19 | 166.629 | 0.59986
1971-09-20 | 165.758 | 0.59673
1971-09-21 | 165.758 | 0.59673
1971-09-22 | 164.895 | 0.59362
1971-09-23 | 159.743 | 0.57507
1971-09-24 | 158.888 | 0.572
1971-09-25 | 158.042 | 0.56895
1971-09-26 | 152.99 | 0.55076
1971-09-27 | 152.152 | 0.54775
1971-09-28 | 152.152 | 0.54775
1971-09-29 | 152.152 | 0.54775
1971-09-30 | 152.99 | 0.55076
1971-10-01 | 158.042 | 0.56895
1971-10-02 | 158.888 | 0.572
1971-10-03 | 158.888 | 0.572
1971-10-04 | 158.888 | 0.572
1971-10-05 | 158.042 | 0.56895
1971-10-06 | 152.99 | 0.55076
1971-10-07 | 152.152 | 0.54775
1971-10-08 | 152.152 | 0.54775
1971-10-09 | 151.322 | 0.54476
1971-10-10 | 146.369 | 0.52693
1971-10-11 | 145.548 | 0.52397
1971-10-12 | 145.548 | 0.52397
1971-10-13 | 145.548 | 0.52397
1971-10-14 | 145.548 | 0.52397
1971-10-15 | 145.821 | 0.52496
1971-10-16 | 147.461 | 0.53086
1971-10-17 | 147.734 | 0.53184
1971-10-18 | 146.645 | 0.52792
1971-10-19 | 140.153 | 0.50455
1971-10-20 | 139.078 | 0.50068
1971-10-21 | 139.078 | 0.50068
1971-10-22 | 138.282 | 0.49782
1971-10-23 | 133.53 | 0.48071
1971-10-24 | 132.743 | 0.47787
1971-10-25 | 131.963 | 0.47507
1971-10-26 | 126.551 | 0.45558
1971-10-27 | 120.485 | 0.43375
1971-10-28 | 115.285 | 0.41503
1971-10-29 | 114.548 | 0.41237
1971-10-30 | 113.819 | 0.40975
1971-10-31 | 109.475 | 0.39411
1971-11-01 | 108.755 | 0.39152
1971-11-02 | 108.755 | 0.39152
1971-11-03 | 108.755 | 0.39152
1971-11-04 | 108.755 | 0.39152
1971-11-05 | 108.755 | 0.39152
1971-11-06 | 108.755 | 0.39152
1971-11-07 | 108.755 | 0.39152
1971-11-08 | 108.755 | 0.39152
1971-11-09 | 108.755 | 0.39152
1971-11-10 | 108.755 | 0.39152
1971-11-11 | 108.755 | 0.39152
1971-11-12 | 108.755 | 0.39152
1971-11-13 | 108.755 | 0.39152
1971-11-14 | 108.755 | 0.39152
1971-11-15 | 108.755 | 0.39152
1971-11-16 | 108.28 | 0.38981
1971-11-17 | 105.441 | 0.37959
1971-11-18 | 104.97 | 0.37789
1971-11-19 | 104.502 | 0.37621
1971-11-20 | 101.021 | 0.36368
1971-11-21 | 96.454 | 0.34723
1971-11-22 | 96.226 | 0.34641
1971-11-23 | 98.95 | 0.35622
1971-11-24 | 99.406 | 0.35786
1971-11-25 | 99.636 | 0.35869
1971-11-26 | 101.946 | 0.36701
1971-11-27 | 107.809 | 0.38811
1971-11-28 | 109.475 | 0.39411
1971-11-29 | 113.819 | 0.40975
1971-11-30 | 114.548 | 0.41237
1971-12-01 | 114.548 | 0.41237
1971-12-02 | 114.548 | 0.41237
1971-12-03 | 114.548 | 0.41237
1971-12-04 | 114.548 | 0.41237
1971-12-05 | 114.548 | 0.41237
1971-12-06 | 114.548 | 0.41237
1971-12-07 | 115.285 | 0.41503
1971-12-08 | 119.731 | 0.43103
1971-12-09 | 121.231 | 0.43643
1971-12-10 | 126.551 | 0.45558
1971-12-11 | 132.751 | 0.4779
1971-12-12 | 138.282 | 0.49782
1971-12-13 | 139.078 | 0.50068
1971-12-14 | 139.078 | 0.50068
1971-12-15 | 139.078 | 0.50068
1971-12-16 | 139.078 | 0.50068
1971-12-17 | 139.883 | 0.50358
1971-12-18 | 144.735 | 0.52105
1971-12-19 | 146.369 | 0.52693
1971-12-20 | 151.322 | 0.54476
1971-12-21 | 152.99 | 0.55076
1971-12-22 | 158.897 | 0.57203
1971-12-23 | 165.766 | 0.59676
1971-12-24 | 172.768 | 0.62196
1971-12-25 | 180.509 | 0.64983
1971-12-26 | 191.471 | 0.6893
1971-12-27 | 199.564 | 0.71843
1971-12-28 | 207.5 | 0.747
1971-12-29 | 217.204 | 0.78193
1971-12-30 | 225.443 | 0.81159
1971-12-31 | 233.485 | 0.84055
1972-01-01 | 241.657 | 0.86997
1972-01-02 | 250.307 | 0.90111
1972-01-03 | 260.867 | 0.93912
1972-01-04 | 270.91 | 0.97528
1972-01-05 | 286.285 | 1.0306
1972-01-06 | 295.228 | 1.0628
1972-01-07 | 297.487 | 1.071
1972-01-08 | 305.462 | 1.0997
1972-01-09 | 315.077 | 1.1343
1972-01-10 | 327.586 | 1.1793
1972-01-11 | 343.533 | 1.2367
1972-01-12 | 360.213 | 1.2968
1972-01-13 | 363.917 | 1.3101
1972-01-14 | 371.394 | 1.337
1972-01-15 | 372.644 | 1.3415
1972-01-16 | 372.644 | 1.3415
1972-01-17 | 372.644 | 1.3415
1972-01-18 | 372.644 | 1.3415
1972-01-19 | 372.644 | 1.3415
1972-01-20 | 373.902 | 1.346
1972-01-21 | 382.745 | 1.3779
1972-01-22 | 392.961 | 1.4147
1972-01-23 | 401.996 | 1.4472
1972-01-24 | 403.292 | 1.4519
1972-01-25 | 404.596 | 1.4565
1972-01-26 | 412.441 | 1.4848
1972-01-27 | 415.072 | 1.4943
1972-01-28 | 424.343 | 1.5276
1972-01-29 | 433.698 | 1.5613
1972-01-30 | 435.938 | 1.5694
1972-01-31 | 441.793 | 1.5905
1972-02-01 | 445.412 | 1.6035
1972-02-02 | 447.229 | 1.61
1972-02-03 | 457.281 | 1.6462
1972-02-04 | 470.206 | 1.6927
1972-02-05 | 476.262 | 1.7145
1972-02-06 | 486.126 | 1.7501
1972-02-07 | 496.09 | 1.7859
1972-02-08 | 515.791 | 1.8568
1972-02-09 | 528.943 | 1.9042
1972-02-10 | 539.776 | 1.9432
1972-02-11 | 545.23 | 1.9628
1972-02-12 | 553.214 | 1.9916
1972-02-13 | 565.289 | 2.035
1972-02-14 | 581.573 | 2.0937
1972-02-15 | 600.652 | 2.1623
1972-02-16 | 614.223 | 2.2112
1972-02-17 | 626.879 | 2.2568
1972-02-18 | 638.044 | 2.297
1972-02-19 | 641.252 | 2.3085
1972-02-20 | 652.542 | 2.3492
1972-02-21 | 665.549 | 2.396
1972-02-22 | 678.122 | 2.4412
1972-02-23 | 688.593 | 2.4789
1972-02-24 | 704.715 | 2.537
1972-02-25 | 719.311 | 2.5895
1972-02-26 | 734.608 | 2.6446
1972-02-27 | 746.109 | 2.686
1972-02-28 | 806.879 | 2.9048
1972-02-29 | 847.048 | 3.0494
1972-03-01 | 864.733 | 3.113
1972-03-02 | 879.511 | 3.1662
1972-03-03 | 892.531 | 3.2131
1972-03-04 | 898.147 | 3.2333
1972-03-05 | 923.913 | 3.3261
1972-03-06 | 950.637 | 3.4223
1972-03-07 | 980.957 | 3.5314
1972-03-08 | 1012.366 | 3.6445
1972-03-09 | 1046.247 | 3.7665
1972-03-10 | 1088.767 | 3.9196
1972-03-11 | 1113.417 | 4.0083
1972-03-12 | 1156.468 | 4.1633
1972-03-13 | 1186.021 | 4.2697
1972-03-14 | 1204.497 | 4.3362
1972-03-15 | 1219.515 | 4.3903
1972-03-16 | 1223.823 | 4.4058
1972-03-17 | 1238.958 | 4.4602
1972-03-18 | 1256.355 | 4.5229
1972-03-19 | 1271.664 | 4.578
1972-03-20 | 1276.055 | 4.5938
1972-03-21 | 1289.268 | 4.6414
1972-03-22 | 1291.473 | 4.6493
1972-03-23 | 1293.686 | 4.6573
1972-03-24 | 1309.208 | 4.7131
1972-03-25 | 1324.806 | 4.7693
1972-03-26 | 1328.532 | 4.7827
1972-03-27 | 1338.245 | 4.8177
1972-03-28 | 1344.237 | 4.8393
1972-03-29 | 1347.241 | 4.8501
1972-03-30 | 1362.295 | 4.9043
1972-03-31 | 1375.906 | 4.9533
1972-04-01 | 1399.532 | 5.0383
1972-04-02 | 1460.505 | 5.2578
1972-04-03 | 1520.2 | 5.4727
1972-04-04 | 1552.039 | 5.5873
1972-04-05 | 1556.037 | 5.6017
1972-04-06 | 1553.636 | 5.5931
1972-04-07 | 1534.478 | 5.5241
1972-04-08 | 1501.19 | 5.4043
1972-04-09 | 1477.616 | 5.3194
1972-04-10 | 1442.586 | 5.1933
1972-04-11 | 1406.393 | 5.063
1972-04-12 | 1372.904 | 4.9425
1972-04-13 | 1333.027 | 4.7989
1972-04-14 | 1324.806 | 4.7693
1972-04-15 | 1308.47 | 4.7105
1972-04-16 | 1284.139 | 4.6229
1972-04-17 | 1252.731 | 4.5098
1972-04-18 | 1233.903 | 4.4421
1972-04-19 | 1220.952 | 4.3954
1972-04-20 | 1206.633 | 4.3439
1972-04-21 | 1198.807 | 4.3157
1972-04-22 | 1162.763 | 4.1859
1972-04-23 | 1143.859 | 4.1179
1972-04-24 | 1135.512 | 4.0878
1972-04-25 | 1120.284 | 4.033
1972-04-26 | 1103.776 | 3.9736
1972-04-27 | 1089.419 | 3.9219
1972-04-28 | 1085.334 | 3.9072
1972-04-29 | 1069.077 | 3.8487
1972-04-30 | 1041.538 | 3.7495
1972-05-01 | 1028.214 | 3.7016
1972-05-02 | 1016.96 | 3.6611
1972-05-03 | 1001.825 | 3.6066
1972-05-04 | 986.139 | 3.5501
1972-05-05 | 970.567 | 3.494
1972-05-06 | 957.029 | 3.4453
1972-05-07 | 953.178 | 3.4314
1972-05-08 | 939.761 | 3.3831
1972-05-09 | 924.528 | 3.3283
1972-05-10 | 911.288 | 3.2806
1972-05-11 | 907.522 | 3.2671
1972-05-12 | 894.403 | 3.2199
1972-05-13 | 879.511 | 3.1662
1972-05-14 | 864.733 | 3.113
1972-05-15 | 851.891 | 3.0668
1972-05-16 | 850.062 | 3.0602
1972-05-17 | 846.424 | 3.0471
1972-05-18 | 824.686 | 2.9689
1972-05-19 | 819.881 | 2.9516
1972-05-20 | 810.334 | 2.9172
1972-05-21 | 794.916 | 2.8617
1972-05-22 | 791.374 | 2.8489
1972-05-23 | 783.733 | 2.8214
1972-05-24 | 777.296 | 2.7983
1972-05-25 | 764.493 | 2.7522
1972-05-26 | 752.355 | 2.7085
1972-05-27 | 750.627 | 2.7023
1972-05-28 | 748.905 | 2.6961
1972-05-29 | 736.322 | 2.6508
1972-05-30 | 720.999 | 2.5956
1972-05-31 | 717.049 | 2.5814
1972-06-01 | 705.271 | 2.539
1972-06-02 | 693.019 | 2.4949
1972-06-03 | 686.929 | 2.4729
1972-06-04 | 678.122 | 2.4412
1972-06-05 | 665.549 | 2.396
1972-06-06 | 654.157 | 2.355
1972-06-07 | 652.534 | 2.3491
1972-06-08 | 650.919 | 2.3433
1972-06-09 | 639.652 | 2.3027
1972-06-10 | 628.464 | 2.2625
1972-06-11 | 625.286 | 2.251
1972-06-12 | 615.794 | 2.2169
1972-06-13 | 612.645 | 2.2055
1972-06-14 | 603.242 | 2.1717
1972-06-15 | 601.678 | 2.166
1972-06-16 | 600.122 | 2.1604
1972-06-17 | 590.807 | 2.1269
1972-06-18 | 586.183 | 2.1103
1972-06-19 | 567.819 | 2.0441
1972-06-20 | 563.765 | 2.0296
1972-06-21 | 556.22 | 2.0024
1972-06-22 | 545.729 | 1.9646
1972-06-23 | 539.776 | 1.9432
1972-06-24 | 530.41 | 1.9095
1972-06-25 | 528.936 | 1.9042
1972-06-26 | 527.469 | 1.8989
1972-06-27 | 517.235 | 1.862
1972-06-28 | 507.085 | 1.8255
1972-06-29 | 504.681 | 1.8169
1972-06-30 | 498.46 | 1.7945
1972-07-01 | 493.225 | 1.7756
1972-07-02 | 483.299 | 1.7399
1972-07-03 | 475.793 | 1.7129
1972-07-04 | 470.206 | 1.6927
1972-07-05 | 458.653 | 1.6512
1972-07-06 | 456.353 | 1.6429
1972-07-07 | 452.694 | 1.6297
1972-07-08 | 445.417 | 1.6035
1972-07-09 | 436.389 | 1.571
1972-07-10 | 433.698 | 1.5613
1972-07-11 | 425.669 | 1.5324
1972-07-12 | 424.335 | 1.5276
1972-07-13 | 423.009 | 1.5228
1972-07-14 | 414.634 | 1.4927
1972-07-15 | 409.818 | 1.4753
1972-07-16 | 402.864 | 1.4503
1972-07-17 | 393.814 | 1.4177
1972-07-18 | 389.11 | 1.4008
1972-07-19 | 383.586 | 1.3809
1972-07-20 | 381.472 | 1.3733
1972-07-21 | 373.902 | 1.346
1972-07-22 | 371.394 | 1.337
1972-07-23 | 362.682 | 1.3057
1972-07-24 | 354.054 | 1.2746
1972-07-25 | 351.608 | 1.2658
1972-07-26 | 344.316 | 1.2395
1972-07-27 | 341.9 | 1.2308
1972-07-28 | 334.701 | 1.2049
1972-07-29 | 332.317 | 1.1963
1972-07-30 | 324.038 | 1.1665
1972-07-31 | 315.844 | 1.137
1972-08-01 | 313.522 | 1.1287
1972-08-02 | 306.603 | 1.1038
1972-08-03 | 304.312 | 1.0955
1972-08-04 | 296.361 | 1.0669
1972-08-05 | 288.497 | 1.0386
1972-08-06 | 286.269 | 1.0306
1972-08-07 | 278.538 | 1.0027
1972-08-08 | 270.894 | 0.97522
1972-08-09 | 269.807 | 0.97131
1972-08-10 | 268.729 | 0.96742
1972-08-11 | 260.867 | 0.93912
1972-08-12 | 250.307 | 0.90111
1972-08-13 | 241.657 | 0.86997
1972-08-14 | 234.495 | 0.84418
1972-08-15 | 232.468 | 0.83688
1972-08-16 | 226.436 | 0.81517
1972-08-17 | 224.441 | 0.80799
1972-08-18 | 218.505 | 0.78662
1972-08-19 | 216.543 | 0.77955
1972-08-20 | 210.704 | 0.75853
1972-08-21 | 209.735 | 0.75505
1972-08-22 | 208.774 | 0.75159
1972-08-23 | 203.032 | 0.73092
1972-08-24 | 202.079 | 0.72748
1972-08-25 | 201.134 | 0.72408
1972-08-26 | 195.179 | 0.70264
1972-08-27 | 190.849 | 0.68706
1972-08-28 | 181.105 | 0.65198
1972-08-29 | 176.614 | 0.63581
1972-08-30 | 168.379 | 0.60616
1972-08-31 | 161.739 | 0.58226
1972-09-01 | 159.172 | 0.57302
1972-09-02 | 158.888 | 0.572
1972-09-03 | 158.888 | 0.572
1972-09-04 | 158.888 | 0.572
1972-09-05 | 158.042 | 0.56895
1972-09-06 | 152.436 | 0.54877
1972-09-07 | 148.011 | 0.53284
1972-09-08 | 145.821 | 0.52496
1972-09-09 | 145.548 | 0.52397
1972-09-10 | 145.548 | 0.52397
1972-09-11 | 145.548 | 0.52397
1972-09-12 | 145.548 | 0.52397
1972-09-13 | 145.548 | 0.52397
1972-09-14 | 145.548 | 0.52397
1972-09-15 | 144.735 | 0.52105
1972-09-16 | 139.883 | 0.50358
1972-09-17 | 139.078 | 0.50068
1972-09-18 | 139.078 | 0.50068
1972-09-19 | 139.078 | 0.50068
1972-09-20 | 139.078 | 0.50068
1972-09-21 | 138.282 | 0.49782
1972-09-22 | 133.53 | 0.48071
1972-09-23 | 132.743 | 0.47787
1972-09-24 | 132.743 | 0.47787
1972-09-25 | 131.963 | 0.47507
1972-09-26 | 127.313 | 0.45833
1972-09-27 | 126.542 | 0.45555
1972-09-28 | 126.542 | 0.45555
1972-09-29 | 125.78 | 0.45281
1972-09-30 | 123.518 | 0.44466
1972-10-01 | 136.715 | 0.49217
1972-10-02 | 143.185 | 0.51547
1972-10-03 | 168.446 | 0.60641
1972-10-04 | 171.88 | 0.61877
1972-10-05 | 166.629 | 0.59986
1972-10-06 | 164.895 | 0.59362
1972-10-07 | 159.743 | 0.57507
1972-10-08 | 158.042 | 0.56895
1972-10-09 | 152.99 | 0.55076
1972-10-10 | 151.322 | 0.54476
1972-10-11 | 146.369 | 0.52693
1972-10-12 | 145.548 | 0.52397
1972-10-13 | 145.548 | 0.52397
1972-10-14 | 144.735 | 0.52105
1972-10-15 | 139.351 | 0.50166
1972-10-16 | 135.368 | 0.48732
1972-10-17 | 134.84 | 0.48542
1972-10-18 | 134.84 | 0.48542
1972-10-19 | 134.577 | 0.48448
1972-10-20 | 132.225 | 0.47601
1972-10-21 | 127.313 | 0.45833
1972-10-22 | 126.542 | 0.45555
1972-10-23 | 126.542 | 0.45555
1972-10-24 | 126.542 | 0.45555
1972-10-25 | 125.78 | 0.45281
1972-10-26 | 121.231 | 0.43643
1972-10-27 | 120.477 | 0.43372
1972-10-28 | 120.477 | 0.43372
1972-10-29 | 120.477 | 0.43372
1972-10-30 | 120.477 | 0.43372
1972-10-31 | 120.477 | 0.43372
1972-11-01 | 119.731 | 0.43103
1972-11-02 | 115.285 | 0.41503
1972-11-03 | 114.548 | 0.41237
1972-11-04 | 114.548 | 0.41237
1972-11-05 | 113.819 | 0.40975
1972-11-06 | 109.475 | 0.39411
1972-11-07 | 108.755 | 0.39152
1972-11-08 | 108.755 | 0.39152
1972-11-09 | 107.809 | 0.38811
1972-11-10 | 102.176 | 0.36783
1972-11-11 | 101.245 | 0.36448
1972-11-12 | 101.245 | 0.36448
1972-11-13 | 100.557 | 0.36201
1972-11-14 | 96.454 | 0.34723
1972-11-15 | 95.774 | 0.34479
1972-11-16 | 95.774 | 0.34479
1972-11-17 | 95.774 | 0.34479
1972-11-18 | 95.774 | 0.34479
1972-11-19 | 95.774 | 0.34479
1972-11-20 | 95.774 | 0.34479
1972-11-21 | 95.549 | 0.34398
1972-11-22 | 94.205 | 0.33914
1972-11-23 | 93.981 | 0.33833
1972-11-24 | 93.537 | 0.33673
1972-11-25 | 90.882 | 0.32718
1972-11-26 | 90.442 | 0.32559
1972-11-27 | 90.442 | 0.32559
1972-11-28 | 89.788 | 0.32324
1972-11-29 | 85.68 | 0.30845
1972-11-30 | 83.761 | 0.30154
1972-12-01 | 83.549 | 0.30078
1972-12-02 | 83.549 | 0.30078
1972-12-03 | 83.549 | 0.30078
1972-12-04 | 83.549 | 0.30078
1972-12-05 | 83.549 | 0.30078
1972-12-06 | 83.549 | 0.30078
1972-12-07 | 83.549 | 0.30078
1972-12-08 | 83.549 | 0.30078
1972-12-09 | 83.549 | 0.30078
1972-12-10 | 83.549 | 0.30078
1972-12-11 | 83.549 | 0.30078
1972-12-12 | 83.761 | 0.30154
1972-12-13 | 85.036 | 0.30613
1972-12-14 | 85.249 | 0.3069
1972-12-15 | 85.249 | 0.3069
1972-12-16 | 85.249 | 0.3069
1972-12-17 | 85.893 | 0.30921
1972-12-18 | 89.788 | 0.32324
1972-12-19 | 90.442 | 0.32559
1972-12-20 | 91.104 | 0.32797
1972-12-21 | 95.103 | 0.34237
1972-12-22 | 95.774 | 0.34479
1972-12-23 | 95.774 | 0.34479
1972-12-24 | 96.454 | 0.34723
1972-12-25 | 100.557 | 0.36201
1972-12-26 | 101.245 | 0.36448
1972-12-27 | 102.176 | 0.36783
1972-12-28 | 107.809 | 0.38811
1972-12-29 | 109.475 | 0.39411
1972-12-30 | 114.556 | 0.4124
1972-12-31 | 119.731 | 0.43103
1973-01-01 | 120.477 | 0.43372
1973-01-02 | 119.979 | 0.43192
1973-01-03 | 116.757 | 0.42033
1973-01-04 | 115.529 | 0.4159
1973-01-05 | 120.485 | 0.43375
1973-01-06 | 125.78 | 0.45281
1973-01-07 | 127.313 | 0.45833
1973-01-08 | 131.963 | 0.47507
1973-01-09 | 132.743 | 0.47787
1973-01-10 | 132.743 | 0.47787
1973-01-11 | 133.53 | 0.48071
1973-01-12 | 138.282 | 0.49782
1973-01-13 | 139.345 | 0.50164
1973-01-14 | 140.684 | 0.50646
1973-01-15 | 139.613 | 0.50261
1973-01-16 | 141.491 | 0.50937
1973-01-17 | 145.005 | 0.52202
1973-01-18 | 145.548 | 0.52397
1973-01-19 | 145.548 | 0.52397
1973-01-20 | 145.548 | 0.52397
1973-01-21 | 145.821 | 0.52496
1973-01-22 | 148.011 | 0.53284
1973-01-23 | 151.876 | 0.54675
1973-01-24 | 154.665 | 0.55679
1973-01-25 | 158.323 | 0.56996
1973-01-26 | 158.888 | 0.572
1973-01-27 | 159.743 | 0.57507
1973-01-28 | 164.895 | 0.59362
1973-01-29 | 165.758 | 0.59673
1973-01-30 | 165.758 | 0.59673
1973-01-31 | 165.758 | 0.59673
1973-02-01 | 165.758 | 0.59673
1973-02-02 | 165.758 | 0.59673
1973-02-03 | 165.758 | 0.59673
1973-02-04 | 165.758 | 0.59673
1973-02-05 | 165.758 | 0.59673
1973-02-06 | 165.758 | 0.59673
1973-02-07 | 165.758 | 0.59673
1973-02-08 | 166.047 | 0.59777
1973-02-09 | 170.143 | 0.61251
1973-02-10 | 184.744 | 0.66508
1973-02-11 | 187.158 | 0.67377
1973-02-12 | 187.158 | 0.67377
1973-02-13 | 187.158 | 0.67377
1973-02-14 | 187.158 | 0.67377
1973-02-15 | 187.158 | 0.67377
1973-02-16 | 187.158 | 0.67377
1973-02-17 | 189.943 | 0.68379
1973-02-18 | 207.845 | 0.74824
1973-02-19 | 218.19 | 0.78548
1973-02-20 | 229.45 | 0.82602
1973-02-21 | 237.607 | 0.85539
1973-02-22 | 267.739 | 0.96386
1973-02-23 | 290.021 | 1.0441
1973-02-24 | 309.326 | 1.1136
1973-02-25 | 331.95 | 1.195
1973-02-26 | 347.572 | 1.2513
1973-02-27 | 378.845 | 1.3638
1973-02-28 | 459.854 | 1.6555
1973-03-01 | 482.831 | 1.7382
1973-03-02 | 493.225 | 1.7756
1973-03-03 | 499.9 | 1.7996
1973-03-04 | 516.272 | 1.8586
1973-03-05 | 529.436 | 1.906
1973-03-06 | 546.752 | 1.9683
1973-03-07 | 574.436 | 2.068
1973-03-08 | 590.822 | 2.127
1973-03-09 | 616.905 | 2.2209
1973-03-10 | 660.74 | 2.3787
1973-03-11 | 703.647 | 2.5331
1973-03-12 | 732.911 | 2.6385
1973-03-13 | 735.744 | 2.6487
1973-03-14 | 727.787 | 2.62
1973-03-15 | 718.179 | 2.5854
1973-03-16 | 706.944 | 2.545
1973-03-17 | 708.069 | 2.549
1973-03-18 | 726.095 | 2.6139
1973-03-19 | 737.458 | 2.6548
1973-03-20 | 748.905 | 2.6961
1973-03-21 | 750.627 | 2.7023
1973-03-22 | 752.933 | 2.7106
1973-03-23 | 769.73 | 2.771
1973-03-24 | 789.614 | 2.8426
1973-03-25 | 792.551 | 2.8532
1973-03-26 | 792.551 | 2.8532
1973-03-27 | 790.787 | 2.8468
1973-03-28 | 780.219 | 2.8088
1973-03-29 | 778.461 | 2.8025
1973-03-30 | 778.461 | 2.8025
1973-03-31 | 778.461 | 2.8025
1973-04-01 | 778.461 | 2.8025
1973-04-02 | 778.461 | 2.8025
1973-04-03 | 776.711 | 2.7962
1973-04-04 | 764.493 | 2.7522
1973-04-05 | 752.355 | 2.7085
1973-04-06 | 748.905 | 2.6961
1973-04-07 | 740.311 | 2.6651
1973-04-08 | 750.634 | 2.7023
1973-04-09 | 768.002 | 2.7648
1973-04-10 | 801.441 | 2.8852
1973-04-11 | 806.757 | 2.9043
1973-04-12 | 806.757 | 2.9043
1973-04-13 | 804.978 | 2.8979
1973-04-14 | 792.559 | 2.8532
1973-04-15 | 778.468 | 2.8025
1973-04-16 | 764.493 | 2.7522
1973-04-17 | 750.634 | 2.7023
1973-04-18 | 738.597 | 2.6589
1973-04-19 | 735.744 | 2.6487
1973-04-20 | 727.787 | 2.62
1973-04-21 | 718.179 | 2.5854
1973-04-22 | 706.944 | 2.545
1973-04-23 | 705.264 | 2.539
1973-04-24 | 705.264 | 2.539
1973-04-25 | 705.264 | 2.539
1973-04-26 | 701.924 | 2.5269
1973-04-27 | 681.976 | 2.4551
1973-04-28 | 677.022 | 2.4373
1973-04-29 | 666.634 | 2.3999
1973-04-30 | 660.652 | 2.3783
1973-05-01 | 653.615 | 2.353
1973-05-02 | 649.312 | 2.3375
1973-05-03 | 628.479 | 2.2625
1973-05-04 | 614.223 | 2.2112
1973-05-05 | 603.242 | 2.1717
1973-05-06 | 601.678 | 2.166
1973-05-07 | 601.678 | 2.166
1973-05-08 | 600.122 | 2.1604
1973-05-09 | 589.266 | 2.1214
1973-05-10 | 578.491 | 2.0826
1973-05-11 | 575.43 | 2.0715
1973-05-12 | 563.777 | 2.0296
1973-05-13 | 546.73 | 1.9682
1973-05-14 | 541.754 | 1.9503
1973-05-15 | 545.23 | 1.9628
1973-05-16 | 551.71 | 1.9862
1973-05-17 | 552.709 | 1.9898
1973-05-18 | 552.709 | 1.9898
1973-05-19 | 551.212 | 1.9844
1973-05-20 | 542.252 | 1.9521
1973-05-21 | 539.28 | 1.9414
1973-05-22 | 530.41 | 1.9095
1973-05-23 | 528.936 | 1.9042
1973-05-24 | 527.957 | 1.9006
1973-05-25 | 520.152 | 1.8725
1973-05-26 | 507.568 | 1.8272
1973-05-27 | 504.203 | 1.8151
1973-05-28 | 495.601 | 1.7842
1973-05-29 | 492.749 | 1.7739
1973-05-30 | 484.238 | 1.7433
1973-05-31 | 482.823 | 1.7382
1973-06-01 | 481.416 | 1.7331
1973-06-02 | 472.995 | 1.7028
1973-06-03 | 469.74 | 1.6911
1973-06-04 | 458.653 | 1.6512
1973-06-05 | 455.439 | 1.6396
1973-06-06 | 447.229 | 1.61
1973-06-07 | 444.508 | 1.6002
1973-06-08 | 436.389 | 1.571
1973-06-09 | 433.698 | 1.5613
1973-06-10 | 425.669 | 1.5324
1973-06-11 | 423.009 | 1.5228
1973-06-12 | 415.072 | 1.4943
1973-06-13 | 412.441 | 1.4848
1973-06-14 | 404.596 | 1.4565
1973-06-15 | 403.292 | 1.4519
1973-06-16 | 403.292 | 1.4519
1973-06-17 | 403.292 | 1.4519
1973-06-18 | 403.292 | 1.4519
1973-06-19 | 401.996 | 1.4472
1973-06-20 | 394.242 | 1.4193
1973-06-21 | 392.954 | 1.4146
1973-06-22 | 392.954 | 1.4146
1973-06-23 | 392.954 | 1.4146
1973-06-24 | 391.673 | 1.41
1973-06-25 | 384.011 | 1.3824
1973-06-26 | 381.472 | 1.3733
1973-06-27 | 373.902 | 1.346
1973-06-28 | 371.394 | 1.337
1973-06-29 | 363.917 | 1.3101
1973-06-30 | 362.674 | 1.3056
1973-07-01 | 361.44 | 1.3012
1973-07-02 | 354.054 | 1.2746
1973-07-03 | 352.827 | 1.2702
1973-07-04 | 351.608 | 1.2658
1973-07-05 | 343.112 | 1.2352
1973-07-06 | 334.701 | 1.2049
1973-07-07 | 332.317 | 1.1963
1973-07-08 | 325.21 | 1.1708
1973-07-09 | 322.857 | 1.1623
1973-07-10 | 315.844 | 1.137
1973-07-11 | 313.522 | 1.1287
1973-07-12 | 306.603 | 1.1038
1973-07-13 | 304.312 | 1.0955
1973-07-14 | 297.487 | 1.071
1973-07-15 | 296.354 | 1.0669
1973-07-16 | 296.354 | 1.0669
1973-07-17 | 295.228 | 1.0628
1973-07-18 | 288.497 | 1.0386
1973-07-19 | 286.638 | 1.0319
1973-07-20 | 281.835 | 1.0146
1973-07-21 | 277.802 | 1.0001
1973-07-22 | 270.894 | 0.97522
1973-07-23 | 269.807 | 0.97131
1973-07-24 | 268.729 | 0.96742
1973-07-25 | 262.282 | 0.94422
1973-07-26 | 261.211 | 0.94036
1973-07-27 | 261.211 | 0.94036
1973-07-28 | 259.796 | 0.93527
1973-07-29 | 251.349 | 0.90486
1973-07-30 | 249.6 | 0.89856
1973-07-31 | 246.823 | 0.88856
1973-08-01 | 241.311 | 0.86872
1973-08-02 | 233.485 | 0.84055
1973-08-03 | 226.436 | 0.81517
1973-08-04 | 225.434 | 0.81156
1973-08-05 | 225.434 | 0.81156
1973-08-06 | 224.441 | 0.80799
1973-08-07 | 218.505 | 0.78662
1973-08-08 | 216.543 | 0.77955
1973-08-09 | 210.704 | 0.75853
1973-08-10 | 208.774 | 0.75159
1973-08-11 | 203.032 | 0.73092
1973-08-12 | 202.079 | 0.72748
1973-08-13 | 202.079 | 0.72748
1973-08-14 | 201.134 | 0.72408
1973-08-15 | 195.49 | 0.70376
1973-08-16 | 194.553 | 0.70039
1973-08-17 | 194.553 | 0.70039
1973-08-18 | 193.625 | 0.69705
1973-08-19 | 188.078 | 0.67708
1973-08-20 | 186.246 | 0.67049
1973-08-21 | 180.797 | 0.65087
1973-08-22 | 179.893 | 0.64761
1973-08-23 | 179.893 | 0.64761
1973-08-24 | 178.997 | 0.64439
1973-08-25 | 173.647 | 0.62513
1973-08-26 | 172.76 | 0.62194
1973-08-27 | 171.88 | 0.61877
1973-08-28 | 166.629 | 0.59986
1973-08-29 | 164.895 | 0.59362
1973-08-30 | 159.743 | 0.57507
1973-08-31 | 158.888 | 0.572
1973-09-01 | 158.042 | 0.56895
1973-09-02 | 152.99 | 0.55076
1973-09-03 | 151.322 | 0.54476
1973-09-04 | 146.369 | 0.52693
1973-09-05 | 145.548 | 0.52397
1973-09-06 | 144.735 | 0.52105
1973-09-07 | 139.883 | 0.50358
1973-09-08 | 135.944 | 0.4894
1973-09-09 | 117.546 | 0.42317
1973-09-10 | 113.819 | 0.40975
1973-09-11 | 109.475 | 0.39411
1973-09-12 | 108.755 | 0.39152
1973-09-13 | 107.809 | 0.38811
1973-09-14 | 102.176 | 0.36783
1973-09-15 | 101.245 | 0.36448
1973-09-16 | 100.557 | 0.36201
1973-09-17 | 96.454 | 0.34723
1973-09-18 | 95.774 | 0.34479
1973-09-19 | 95.774 | 0.34479
1973-09-20 | 95.774 | 0.34479
1973-09-21 | 95.774 | 0.34479
1973-09-22 | 95.774 | 0.34479
1973-09-23 | 95.774 | 0.34479
1973-09-24 | 95.774 | 0.34479
1973-09-25 | 95.774 | 0.34479
1973-09-26 | 95.103 | 0.34237
1973-09-27 | 91.104 | 0.32797
1973-09-28 | 90.442 | 0.32559
1973-09-29 | 90.442 | 0.32559
1973-09-30 | 90.442 | 0.32559
1973-10-01 | 90.442 | 0.32559
1973-10-02 | 89.788 | 0.32324
1973-10-03 | 85.893 | 0.30921
1973-10-04 | 85.249 | 0.3069
1973-10-05 | 85.249 | 0.3069
1973-10-06 | 85.249 | 0.3069
1973-10-07 | 85.249 | 0.3069
1973-10-08 | 84.613 | 0.30461
1973-10-09 | 80.823 | 0.29096
1973-10-10 | 80.196 | 0.28871
1973-10-11 | 80.196 | 0.28871
1973-10-12 | 79.578 | 0.28648
1973-10-13 | 75.894 | 0.27322
1973-10-14 | 75.284 | 0.27102
1973-10-15 | 75.284 | 0.27102
1973-10-16 | 75.284 | 0.27102
1973-10-17 | 75.284 | 0.27102
1973-10-18 | 75.284 | 0.27102
1973-10-19 | 75.284 | 0.27102
1973-10-20 | 74.684 | 0.26886
1973-10-21 | 71.106 | 0.25598
1973-10-22 | 70.514 | 0.25385
1973-10-23 | 70.514 | 0.25385
1973-10-24 | 70.514 | 0.25385
1973-10-25 | 70.514 | 0.25385
1973-10-26 | 69.932 | 0.25176
1973-10-27 | 66.461 | 0.23926
1973-10-28 | 65.887 | 0.23719
1973-10-29 | 65.887 | 0.23719
1973-10-30 | 65.887 | 0.23719
1973-10-31 | 65.887 | 0.23719
1973-11-01 | 65.887 | 0.23719
1973-11-02 | 65.887 | 0.23719
1973-11-03 | 65.887 | 0.23719
1973-11-04 | 65.887 | 0.23719
1973-11-05 | 65.887 | 0.23719
1973-11-06 | 65.887 | 0.23719
1973-11-07 | 65.887 | 0.23719
1973-11-08 | 66.461 | 0.23926
1973-11-09 | 69.932 | 0.25176
1973-11-10 | 70.514 | 0.25385
1973-11-11 | 70.514 | 0.25385
1973-11-12 | 70.514 | 0.25385
1973-11-13 | 70.514 | 0.25385
1973-11-14 | 70.514 | 0.25385
1973-11-15 | 70.514 | 0.25385
1973-11-16 | 70.514 | 0.25385
1973-11-17 | 70.514 | 0.25385
1973-11-18 | 71.106 | 0.25598
1973-11-19 | 74.684 | 0.26886
1973-11-20 | 75.284 | 0.27102
1973-11-21 | 75.284 | 0.27102
1973-11-22 | 75.284 | 0.27102
1973-11-23 | 75.284 | 0.27102
1973-11-24 | 75.894 | 0.27322
1973-11-25 | 79.37 | 0.28573
1973-11-26 | 78.34 | 0.28202
1973-11-27 | 75.69 | 0.27248
1973-11-28 | 75.284 | 0.27102
1973-11-29 | 75.284 | 0.27102
1973-11-30 | 75.284 | 0.27102
1973-12-01 | 75.284 | 0.27102
1973-12-02 | 75.284 | 0.27102
1973-12-03 | 75.284 | 0.27102
1973-12-04 | 75.284 | 0.27102
1973-12-05 | 75.284 | 0.27102
1973-12-06 | 75.894 | 0.27322
1973-12-07 | 79.578 | 0.28648
1973-12-08 | 80.196 | 0.28871
1973-12-09 | 80.196 | 0.28871
1973-12-10 | 80.196 | 0.28871
1973-12-11 | 80.823 | 0.29096
1973-12-12 | 84.613 | 0.30461
1973-12-13 | 85.249 | 0.3069
1973-12-14 | 85.893 | 0.30921
1973-12-15 | 89.788 | 0.32324
1973-12-16 | 91.104 | 0.32797
1973-12-17 | 95.103 | 0.34237
1973-12-18 | 95.774 | 0.34479
1973-12-19 | 95.774 | 0.34479
1973-12-20 | 95.774 | 0.34479
1973-12-21 | 96.454 | 0.34723
1973-12-22 | 100.557 | 0.36201
1973-12-23 | 101.245 | 0.36448
1973-12-24 | 102.176 | 0.36783
1973-12-25 | 108.529 | 0.3907
1973-12-26 | 113.819 | 0.40975
1973-12-27 | 114.548 | 0.41237
1973-12-28 | 114.548 | 0.41237
1973-12-29 | 114.548 | 0.41237
1973-12-30 | 115.285 | 0.41503
1973-12-31 | 120.485 | 0.43375
1974-01-01 | 126.551 | 0.45558
1974-01-02 | 131.963 | 0.47507
1974-01-03 | 129.676 | 0.46683
1974-01-04 | 116.132 | 0.41808
1974-01-05 | 141.618 | 0.50982
1974-01-06 | 151.322 | 0.54476
1974-01-07 | 152.152 | 0.54775
1974-01-08 | 152.99 | 0.55076
1974-01-09 | 161.51 | 0.58144
1974-01-10 | 191.149 | 0.68814
1974-01-11 | 244.302 | 0.87949
1974-01-12 | 267.665 | 0.96359
1974-01-13 | 276.38 | 0.99497
1974-01-14 | 304.778 | 1.0972
1974-01-15 | 329.964 | 1.1879
1974-01-16 | 332.317 | 1.1963
1974-01-17 | 324.038 | 1.1665
1974-01-18 | 315.844 | 1.137
1974-01-19 | 316.234 | 1.1384
1974-01-20 | 327.586 | 1.1793
1974-01-21 | 345.995 | 1.2456
1974-01-22 | 377.722 | 1.3598
1974-01-23 | 381.472 | 1.3733
1974-01-24 | 372.652 | 1.3415
1974-01-25 | 361.455 | 1.3012
1974-01-26 | 350.428 | 1.2615
1974-01-27 | 378.995 | 1.3644
1974-01-28 | 399.075 | 1.4367
1974-01-29 | 443.229 | 1.5956
1974-01-30 | 438.191 | 1.5775
1974-01-31 | 449.145 | 1.6169
1974-02-01 | 499.04 | 1.7965
1974-02-02 | 517.236 | 1.862
1974-02-03 | 530.425 | 1.9095
1974-02-04 | 549.722 | 1.979
1974-02-05 | 554.213 | 1.9952
1974-02-06 | 564.781 | 2.0332
1974-02-07 | 572.384 | 2.0606
1974-02-08 | 554.228 | 1.9952
1974-02-09 | 542.252 | 1.9521
1974-02-10 | 541.258 | 1.9485
1974-02-11 | 545.23 | 1.9628
1974-02-12 | 551.71 | 1.9862
1974-02-13 | 551.212 | 1.9844
1974-02-14 | 542.252 | 1.9521
1974-02-15 | 543.749 | 1.9575
1974-02-16 | 566.337 | 2.0388
1974-02-17 | 595.476 | 2.1437
1974-02-18 | 589.266 | 2.1214
1974-02-19 | 578.491 | 2.0826
1974-02-20 | 580.032 | 2.0881
1974-02-21 | 599.615 | 2.1586
1974-02-22 | 601.734 | 2.1662
1974-02-23 | 562.808 | 2.0261
1974-02-24 | 578.535 | 2.0827
1974-02-25 | 606.391 | 2.183
1974-02-26 | 592.363 | 2.1325
1974-02-27 | 589.258 | 2.1213
1974-02-28 | 593.405 | 2.1363
1974-03-01 | 621.625 | 2.2378
1974-03-02 | 647.17 | 2.3298
1974-03-03 | 665.008 | 2.394
1974-03-04 | 684.231 | 2.4632
1974-03-05 | 735.28 | 2.647
1974-03-06 | 785.609 | 2.8282
1974-03-07 | 841.619 | 3.0298
1974-03-08 | 855.571 | 3.0801
1974-03-09 | 886.957 | 3.193
1974-03-10 | 879.511 | 3.1662
1974-03-11 | 866.569 | 3.1196
1974-03-12 | 862.889 | 3.1064
1974-03-13 | 850.069 | 3.0602
1974-03-14 | 835.519 | 3.0079
1974-03-15 | 822.878 | 2.9624
1974-03-16 | 816.31 | 2.9387
1974-03-17 | 785.522 | 2.8279
1974-03-18 | 765.076 | 2.7543
1974-03-19 | 754.084 | 2.7147
1974-03-20 | 764.493 | 2.7522
1974-03-21 | 775.543 | 2.792
1974-03-22 | 767.977 | 2.7647
1974-03-23 | 751.212 | 2.7044
1974-03-24 | 738.597 | 2.6589
1974-03-25 | 734.608 | 2.6446
1974-03-26 | 720.999 | 2.5956
1974-03-27 | 718.737 | 2.5875
1974-03-28 | 718.737 | 2.5875
1974-03-29 | 722.704 | 2.6017
1974-03-30 | 748.928 | 2.6961
1974-03-31 | 770.316 | 2.7731
1974-04-01 | 796.707 | 2.8681
1974-04-02 | 820.495 | 2.9538
1974-04-03 | 840.971 | 3.0275
1974-04-04 | 864.746 | 3.1131
1974-04-05 | 890.691 | 3.2065
1974-04-06 | 920.114 | 3.3124
1974-04-07 | 924.521 | 3.3283
1974-04-08 | 925.787 | 3.3328
1974-04-09 | 932.125 | 3.3556
1974-04-10 | 927.688 | 3.3397
1974-04-11 | 937.846 | 3.3762
1974-04-12 | 941.03 | 3.3877
1974-04-13 | 947.415 | 3.4107
1974-04-14 | 941.03 | 3.3877
1974-04-15 | 939.754 | 3.3831
1974-04-16 | 937.846 | 3.3762
1974-04-17 | 926.421 | 3.3351
1974-04-18 | 922.627 | 3.3215
1974-04-19 | 911.288 | 3.2806
1974-04-20 | 907.522 | 3.2671
1974-04-21 | 894.403 | 3.2199
1974-04-22 | 881.361 | 3.1729
1974-04-23 | 877.653 | 3.1596
1974-04-24 | 866.569 | 3.1196
1974-04-25 | 862.889 | 3.1064
1974-04-26 | 851.891 | 3.0668
1974-04-27 | 848.239 | 3.0537
1974-04-28 | 837.327 | 3.0144
1974-04-29 | 835.512 | 3.0078
1974-04-30 | 833.704 | 3.0013
1974-05-01 | 822.878 | 2.9624
1974-05-02 | 821.077 | 2.9559
1974-05-03 | 819.283 | 2.9494
1974-05-04 | 808.543 | 2.9108
1974-05-05 | 803.206 | 2.8915
1974-05-06 | 781.984 | 2.8151
1974-05-07 | 776.711 | 2.7962
1974-05-08 | 766.229 | 2.7584
1974-05-09 | 762.75 | 2.7459
1974-05-10 | 752.355 | 2.7085
1974-05-11 | 748.905 | 2.6961
1974-05-12 | 736.322 | 2.6508
1974-05-13 | 719.311 | 2.5895
1974-05-14 | 708.625 | 2.5511
1974-05-15 | 717.05 | 2.5814
1974-05-16 | 720.999 | 2.5956
1974-05-17 | 734.608 | 2.6446
1974-05-18 | 738.597 | 2.6589
1974-05-19 | 747.183 | 2.6899
1974-05-20 | 736.322 | 2.6508
1974-05-21 | 720.999 | 2.5956
1974-05-22 | 717.049 | 2.5814
1974-05-23 | 706.944 | 2.545
1974-05-24 | 703.59 | 2.5329
1974-05-25 | 693.573 | 2.4969
1974-05-26 | 690.248 | 2.4849
1974-05-27 | 680.317 | 2.4491
1974-05-28 | 677.022 | 2.4373
1974-05-29 | 667.179 | 2.4018
1974-05-30 | 664.998 | 2.394
1974-05-31 | 660.652 | 2.3783
1974-06-01 | 653.615 | 2.353
1974-06-02 | 650.919 | 2.3433
1974-06-03 | 641.252 | 2.3085
1974-06-04 | 638.044 | 2.297
1974-06-05 | 628.464 | 2.2625
1974-06-06 | 626.871 | 2.2567
1974-06-07 | 626.871 | 2.2567
1974-06-08 | 623.707 | 2.2453
1974-06-09 | 603.256 | 2.1717
1974-06-10 | 590.807 | 2.1269
1974-06-11 | 587.717 | 2.1158
1974-06-12 | 578.491 | 2.0826
1974-06-13 | 576.957 | 2.077
1974-06-14 | 575.43 | 2.0715
1974-06-15 | 566.292 | 2.0387
1974-06-16 | 564.773 | 2.0332
1974-06-17 | 563.261 | 2.0277
1974-06-18 | 554.213 | 1.9952
1974-06-19 | 552.709 | 1.9898
1974-06-20 | 551.212 | 1.9844
1974-06-21 | 541.263 | 1.9485
1974-06-22 | 533.359 | 1.9201
1974-06-23 | 533.873 | 1.9219
1974-06-24 | 564.84 | 2.0334
1974-06-25 | 597.032 | 2.1493
1974-06-26 | 601.159 | 2.1642
1974-06-27 | 597.009 | 2.1492
1974-06-28 | 590.29 | 2.125
1974-06-29 | 587.717 | 2.1158
1974-06-30 | 578.491 | 2.0826
1974-07-01 | 576.957 | 2.077
1974-07-02 | 575.43 | 2.0715
1974-07-03 | 566.292 | 2.0387
1974-07-04 | 564.773 | 2.0332
1974-07-05 | 563.261 | 2.0277
1974-07-06 | 554.213 | 1.9952
1974-07-07 | 552.709 | 1.9898
1974-07-08 | 551.212 | 1.9844
1974-07-09 | 542.252 | 1.9521
1974-07-10 | 539.774 | 1.9432
1974-07-11 | 533.85 | 1.9219
1974-07-12 | 532.373 | 1.9165
1974-07-13 | 529.426 | 1.9059
1974-07-14 | 528.936 | 1.9042
1974-07-15 | 527.469 | 1.8989
1974-07-16 | 518.688 | 1.8673
1974-07-17 | 516.259 | 1.8585
1974-07-18 | 508.534 | 1.8307
1974-07-19 | 496.08 | 1.7859
1974-07-20 | 492.749 | 1.7739
1974-07-21 | 484.238 | 1.7433
1974-07-22 | 481.416 | 1.7331
1974-07-23 | 472.995 | 1.7028
1974-07-24 | 471.595 | 1.6977
1974-07-25 | 469.74 | 1.6911
1974-07-26 | 458.653 | 1.6512
1974-07-27 | 456.812 | 1.6445
1974-07-28 | 456.812 | 1.6445
1974-07-29 | 455.439 | 1.6396
1974-07-30 | 447.229 | 1.61
1974-07-31 | 445.865 | 1.6051
1974-08-01 | 445.865 | 1.6051
1974-08-02 | 445.865 | 1.6051
1974-08-03 | 443.159 | 1.5954
1974-08-04 | 427.011 | 1.5372
1974-08-05 | 424.335 | 1.5276
1974-08-06 | 423.009 | 1.5228
1974-08-07 | 415.072 | 1.4943
1974-08-08 | 413.753 | 1.4895
1974-08-09 | 411.138 | 1.4801
1974-08-10 | 395.538 | 1.4239
1974-08-11 | 392.954 | 1.4146
1974-08-12 | 391.673 | 1.41
1974-08-13 | 382.745 | 1.3779
1974-08-14 | 373.902 | 1.346
1974-08-15 | 371.394 | 1.337
1974-08-16 | 363.917 | 1.3101
1974-08-17 | 362.674 | 1.3056
1974-08-18 | 362.674 | 1.3056
1974-08-19 | 361.44 | 1.3012
1974-08-20 | 354.054 | 1.2746
1974-08-21 | 352.827 | 1.2702
1974-08-22 | 352.827 | 1.2702
1974-08-23 | 351.608 | 1.2658
1974-08-24 | 344.316 | 1.2395
1974-08-25 | 343.104 | 1.2352
1974-08-26 | 340.704 | 1.2265
1974-08-27 | 326.399 | 1.175
1974-08-28 | 324.03 | 1.1665
1974-08-29 | 322.857 | 1.1623
1974-08-30 | 315.844 | 1.137
1974-08-31 | 312.373 | 1.1245
1974-09-01 | 298.629 | 1.0751
1974-09-02 | 295.602 | 1.0642
1974-09-03 | 291.104 | 1.048
1974-09-04 | 289.984 | 1.0439
1974-09-05 | 286.64 | 1.0319
1974-09-06 | 279.632 | 1.0067
1974-09-07 | 277.436 | 0.99877
1974-09-08 | 270.894 | 0.97522
1974-09-09 | 268.729 | 0.96742
1974-09-10 | 260.867 | 0.93912
1974-09-11 | 251.349 | 0.90486
1974-09-12 | 249.948 | 0.89981
1974-09-13 | 248.906 | 0.89606
1974-09-14 | 242.682 | 0.87366
1974-09-15 | 241.649 | 0.86994
1974-09-16 | 239.606 | 0.86258
1974-09-17 | 227.445 | 0.8188
1974-09-18 | 225.434 | 0.81156
1974-09-19 | 225.434 | 0.81156
1974-09-20 | 224.441 | 0.80799
1974-09-21 | 216.559 | 0.77961
1974-09-22 | 203.993 | 0.73437
1974-09-23 | 202.079 | 0.72748
1974-09-24 | 202.079 | 0.72748
1974-09-25 | 202.079 | 0.72748
1974-09-26 | 202.079 | 0.72748
1974-09-27 | 201.134 | 0.72408
1974-09-28 | 194.561 | 0.70042
1974-09-29 | 188.078 | 0.67708
1974-09-30 | 187.158 | 0.67377
1974-10-01 | 187.158 | 0.67377
1974-10-02 | 186.246 | 0.67049
1974-10-03 | 180.797 | 0.65087
1974-10-04 | 178.997 | 0.64439
1974-10-05 | 173.647 | 0.62513
1974-10-06 | 172.76 | 0.62194
1974-10-07 | 171.88 | 0.61877
1974-10-08 | 166.629 | 0.59986
1974-10-09 | 165.758 | 0.59673
1974-10-10 | 165.758 | 0.59673
1974-10-11 | 159.088 | 0.57272
1974-10-12 | 120.68 | 0.43445
1974-10-13 | 114.548 | 0.41237
1974-10-14 | 113.819 | 0.40975
1974-10-15 | 109.475 | 0.39411
1974-10-16 | 108.755 | 0.39152
1974-10-17 | 108.755 | 0.39152
1974-10-18 | 108.755 | 0.39152
1974-10-19 | 107.809 | 0.38811
1974-10-20 | 102.176 | 0.36783
1974-10-21 | 101.245 | 0.36448
1974-10-22 | 100.557 | 0.36201
1974-10-23 | 96.454 | 0.34723
1974-10-24 | 95.774 | 0.34479
1974-10-25 | 95.774 | 0.34479
1974-10-26 | 95.774 | 0.34479
1974-10-27 | 95.103 | 0.34237
1974-10-28 | 91.104 | 0.32797
1974-10-29 | 90.442 | 0.32559
1974-10-30 | 90.442 | 0.32559
1974-10-31 | 90.442 | 0.32559
1974-11-01 | 89.788 | 0.32324
1974-11-02 | 85.893 | 0.30921
1974-11-03 | 85.249 | 0.3069
1974-11-04 | 85.249 | 0.3069
1974-11-05 | 85.249 | 0.3069
1974-11-06 | 85.249 | 0.3069
1974-11-07 | 85.249 | 0.3069
1974-11-08 | 85.249 | 0.3069
1974-11-09 | 84.613 | 0.30461
1974-11-10 | 80.823 | 0.29096
1974-11-11 | 80.196 | 0.28871
1974-11-12 | 80.196 | 0.28871
1974-11-13 | 80.196 | 0.28871
1974-11-14 | 79.578 | 0.28648
1974-11-15 | 75.894 | 0.27322
1974-11-16 | 75.284 | 0.27102
1974-11-17 | 75.284 | 0.27102
1974-11-18 | 75.284 | 0.27102
1974-11-19 | 75.284 | 0.27102
1974-11-20 | 75.284 | 0.27102
1974-11-21 | 75.284 | 0.27102
1974-11-22 | 75.894 | 0.27322
1974-11-23 | 79.578 | 0.28648
1974-11-24 | 80.196 | 0.28871
1974-11-25 | 80.196 | 0.28871
1974-11-26 | 80.196 | 0.28871
1974-11-27 | 80.196 | 0.28871
1974-11-28 | 80.196 | 0.28871
1974-11-29 | 80.196 | 0.28871
1974-11-30 | 80.196 | 0.28871
1974-12-01 | 80.196 | 0.28871
1974-12-02 | 80.196 | 0.28871
1974-12-03 | 80.196 | 0.28871
1974-12-04 | 80.196 | 0.28871
1974-12-05 | 80.613 | 0.29021
1974-12-06 | 83.34 | 0.30002
1974-12-07 | 85.036 | 0.30613
1974-12-08 | 85.249 | 0.3069
1974-12-09 | 85.893 | 0.30921
1974-12-10 | 90.45 | 0.32562
1974-12-11 | 95.103 | 0.34237
1974-12-12 | 95.774 | 0.34479
1974-12-13 | 96.454 | 0.34723
1974-12-14 | 100.557 | 0.36201
1974-12-15 | 102.176 | 0.36783
1974-12-16 | 107.809 | 0.38811
1974-12-17 | 109.475 | 0.39411
1974-12-18 | 113.819 | 0.40975
1974-12-19 | 114.548 | 0.41237
1974-12-20 | 114.548 | 0.41237
1974-12-21 | 115.285 | 0.41503
1974-12-22 | 122.019 | 0.43927
1974-12-23 | 137.52 | 0.49507
1974-12-24 | 145.556 | 0.524
1974-12-25 | 151.322 | 0.54476
1974-12-26 | 152.99 | 0.55076
1974-12-27 | 158.042 | 0.56895
1974-12-28 | 158.888 | 0.572
1974-12-29 | 163.244 | 0.58768
1974-12-30 | 189.993 | 0.68397
1974-12-31 | 194.553 | 0.70039
1975-01-01 | 194.553 | 0.70039
1975-01-02 | 195.49 | 0.70376
1975-01-03 | 199.253 | 0.71731
1975-01-04 | 200.925 | 0.72333
1975-01-05 | 275.36 | 0.9913
1975-01-06 | 299.809 | 1.0793
1975-01-07 | 329.995 | 1.188
1975-01-08 | 341.9 | 1.2308
1975-01-09 | 344.316 | 1.2395
1975-01-10 | 351.608 | 1.2658
1975-01-11 | 354.054 | 1.2746
1975-01-12 | 362.682 | 1.3057
1975-01-13 | 371.394 | 1.337
1975-01-14 | 372.644 | 1.3415
1975-01-15 | 372.644 | 1.3415
1975-01-16 | 373.902 | 1.346
1975-01-17 | 385.315 | 1.3871
1975-01-18 | 411.161 | 1.4802
1975-01-19 | 423.009 | 1.5228
1975-01-20 | 424.335 | 1.5276
1975-01-21 | 424.335 | 1.5276
1975-01-22 | 424.335 | 1.5276
1975-01-23 | 427.011 | 1.5372
1975-01-24 | 446.354 | 1.6069
1975-01-25 | 469.758 | 1.6911
1975-01-26 | 480.009 | 1.728
1975-01-27 | 474.394 | 1.7078
1975-01-28 | 481.416 | 1.7331
1975-01-29 | 481.416 | 1.7331
1975-01-30 | 471.14 | 1.6961
1975-01-31 | 457.281 | 1.6462
1975-02-01 | 445.872 | 1.6051
1975-02-02 | 435.047 | 1.5662
1975-02-03 | 425.669 | 1.5324
1975-02-04 | 427.011 | 1.5372
1975-02-05 | 449.591 | 1.6185
1975-02-06 | 496.682 | 1.7881
1975-02-07 | 533.883 | 1.922
1975-02-08 | 526.031 | 1.8937
1975-02-09 | 495.646 | 1.7843
1975-02-10 | 472.547 | 1.7012
1975-02-11 | 458.653 | 1.6512
1975-02-12 | 460.043 | 1.6562
1975-02-13 | 480.966 | 1.7315
1975-02-14 | 492.749 | 1.7739
1975-02-15 | 494.172 | 1.779
1975-02-16 | 494.172 | 1.779
1975-02-17 | 494.172 | 1.779
1975-02-18 | 494.172 | 1.779
1975-02-19 | 494.172 | 1.779
1975-02-20 | 494.172 | 1.779
1975-02-21 | 492.749 | 1.7739
1975-02-22 | 482.831 | 1.7382
1975-02-23 | 476.272 | 1.7146
1975-02-24 | 497.058 | 1.7894
1975-02-25 | 517.739 | 1.8639
1975-02-26 | 539.295 | 1.9415
1975-02-27 | 555.747 | 2.0007
1975-02-28 | 583.115 | 2.0992
1975-03-01 | 575.445 | 2.0716
1975-03-02 | 557.229 | 2.006
1975-03-03 | 563.767 | 2.0296
1975-03-04 | 570.859 | 2.0551
1975-03-05 | 593.984 | 2.1383
1975-03-06 | 638.095 | 2.2971
1975-03-07 | 635.946 | 2.2894
1975-03-08 | 672.133 | 2.4197
1975-03-09 | 680.317 | 2.4491
1975-03-10 | 695.83 | 2.505
1975-03-11 | 734.656 | 2.6448
1975-03-12 | 771.589 | 2.7777
1975-03-13 | 844.746 | 3.0411
1975-03-14 | 886.957 | 3.193
1975-03-15 | 883.219 | 3.1796
1975-03-16 | 894.403 | 3.2199
1975-03-17 | 909.409 | 3.2739
1975-03-18 | 922.627 | 3.3215
1975-03-19 | 930.244 | 3.3489
1975-03-20 | 966.716 | 3.4802
1975-03-21 | 990.734 | 3.5666
1975-03-22 | 1032.226 | 3.716
1975-03-23 | 1038.855 | 3.7399
1975-03-24 | 1038.855 | 3.7399
1975-03-25 | 1040.859 | 3.7471
1975-03-26 | 1052.904 | 3.7905
1975-03-27 | 1054.915 | 3.7977
1975-03-28 | 1054.915 | 3.7977
1975-03-29 | 1053.574 | 3.7929
1975-03-30 | 1044.866 | 3.7615
1975-03-31 | 1036.861 | 3.7327
1975-04-01 | 1018.286 | 3.6658
1975-04-02 | 1003.789 | 3.6136
1975-04-03 | 1001.818 | 3.6065
1975-04-04 | 1001.818 | 3.6065
1975-04-05 | 1006.428 | 3.6231
1975-04-06 | 1034.206 | 3.7231
1975-04-07 | 1038.855 | 3.7399
1975-04-08 | 1038.855 | 3.7399
1975-04-09 | 1038.855 | 3.7399
1975-04-10 | 1036.194 | 3.7303
1975-04-11 | 1020.265 | 3.673
1975-04-12 | 1016.956 | 3.661
1975-04-13 | 1009.711 | 3.635
1975-04-14 | 989.398 | 3.5618
1975-04-15 | 984.182 | 3.5431
1975-04-16 | 970.567 | 3.494
1975-04-17 | 955.107 | 3.4384
1975-04-18 | 941.669 | 3.39
1975-04-19 | 937.846 | 3.3762
1975-04-20 | 924.528 | 3.3283
1975-04-21 | 909.408 | 3.2739
1975-04-22 | 894.403 | 3.2199
1975-04-23 | 881.361 | 3.1729
1975-04-24 | 879.504 | 3.1662
1975-04-25 | 877.653 | 3.1596
1975-04-26 | 864.733 | 3.113
1975-04-27 | 851.891 | 3.0668
1975-04-28 | 850.062 | 3.0602
1975-04-29 | 848.239 | 3.0537
1975-04-30 | 835.519 | 3.0079
1975-05-01 | 821.084 | 2.9559
1975-05-02 | 806.764 | 2.9044
1975-05-03 | 794.324 | 2.8596
1975-05-04 | 792.551 | 2.8532
1975-05-05 | 792.551 | 2.8532
1975-05-06 | 790.787 | 2.8468
1975-05-07 | 780.219 | 2.8088
1975-05-08 | 778.461 | 2.8025
1975-05-09 | 776.711 | 2.7962
1975-05-10 | 766.229 | 2.7584
1975-05-11 | 764.486 | 2.7521
1975-05-12 | 762.75 | 2.7459
1975-05-13 | 752.355 | 2.7085
1975-05-14 | 748.905 | 2.6961
1975-05-15 | 738.597 | 2.6589
1975-05-16 | 734.608 | 2.6446
1975-05-17 | 719.311 | 2.5895
1975-05-18 | 706.944 | 2.545
1975-05-19 | 705.264 | 2.539
1975-05-20 | 703.59 | 2.5329
1975-05-21 | 693.573 | 2.4969
1975-05-22 | 691.907 | 2.4909
1975-05-23 | 691.907 | 2.4909
1975-05-24 | 690.248 | 2.4849
1975-05-25 | 680.317 | 2.4491
1975-05-26 | 678.666 | 2.4432
1975-05-27 | 677.022 | 2.4373
1975-05-28 | 667.179 | 2.4018
1975-05-29 | 665.542 | 2.396
1975-05-30 | 665.542 | 2.396
1975-05-31 | 663.912 | 2.3901
1975-06-01 | 654.157 | 2.355
1975-06-02 | 652.534 | 2.3491
1975-06-03 | 650.919 | 2.3433
1975-06-04 | 641.252 | 2.3085
1975-06-05 | 639.644 | 2.3027
1975-06-06 | 638.044 | 2.297
1975-06-07 | 628.464 | 2.2625
1975-06-08 | 625.286 | 2.251
1975-06-09 | 615.794 | 2.2169
1975-06-10 | 612.645 | 2.2055
1975-06-11 | 603.242 | 2.1717
1975-06-12 | 601.678 | 2.166
1975-06-13 | 600.122 | 2.1604
1975-06-14 | 590.807 | 2.1269
1975-06-15 | 589.258 | 2.1213
1975-06-16 | 587.717 | 2.1158
1975-06-17 | 578.491 | 2.0826
1975-06-18 | 575.43 | 2.0715
1975-06-19 | 566.292 | 2.0387
1975-06-20 | 564.773 | 2.0332
1975-06-21 | 564.773 | 2.0332
1975-06-22 | 563.261 | 2.0277
1975-06-23 | 554.213 | 1.9952
1975-06-24 | 552.709 | 1.9898
1975-06-25 | 551.212 | 1.9844
1975-06-26 | 542.252 | 1.9521
1975-06-27 | 545.253 | 1.9629
1975-06-28 | 577.023 | 2.0773
1975-06-29 | 609.526 | 2.1943
1975-06-30 | 612.645 | 2.2055
1975-07-01 | 601.685 | 2.1661
1975-07-02 | 590.807 | 2.1269
1975-07-03 | 589.258 | 2.1213
1975-07-04 | 589.258 | 2.1213
1975-07-05 | 587.717 | 2.1158
1975-07-06 | 578.491 | 2.0826
1975-07-07 | 576.957 | 2.077
1975-07-08 | 575.43 | 2.0715
1975-07-09 | 566.292 | 2.0387
1975-07-10 | 563.261 | 2.0277
1975-07-11 | 554.213 | 1.9952
1975-07-12 | 552.709 | 1.9898
1975-07-13 | 551.212 | 1.9844
1975-07-14 | 542.252 | 1.9521
1975-07-15 | 539.28 | 1.9414
1975-07-16 | 528.943 | 1.9042
1975-07-17 | 518.688 | 1.8673
1975-07-18 | 517.228 | 1.862
1975-07-19 | 515.776 | 1.8568
1975-07-20 | 507.085 | 1.8255
1975-07-21 | 505.64 | 1.8203
1975-07-22 | 504.203 | 1.8151
1975-07-23 | 495.601 | 1.7842
1975-07-24 | 494.172 | 1.779
1975-07-25 | 492.749 | 1.7739
1975-07-26 | 484.238 | 1.7433
1975-07-27 | 481.416 | 1.7331
1975-07-28 | 472.995 | 1.7028
1975-07-29 | 469.74 | 1.6911
1975-07-30 | 458.653 | 1.6512
1975-07-31 | 455.439 | 1.6396
1975-08-01 | 447.229 | 1.61
1975-08-02 | 443.159 | 1.5954
1975-08-03 | 427.011 | 1.5372
1975-08-04 | 424.335 | 1.5276
1975-08-05 | 424.335 | 1.5276
1975-08-06 | 423.009 | 1.5228
1975-08-07 | 413.76 | 1.4895
1975-08-08 | 404.596 | 1.4565
1975-08-09 | 403.292 | 1.4519
1975-08-10 | 401.996 | 1.4472
1975-08-11 | 394.242 | 1.4193
1975-08-12 | 392.954 | 1.4146
1975-08-13 | 391.673 | 1.41
1975-08-14 | 384.011 | 1.3824
1975-08-15 | 381.472 | 1.3733
1975-08-16 | 373.902 | 1.346
1975-08-17 | 371.394 | 1.337
1975-08-18 | 363.917 | 1.3101
1975-08-19 | 362.674 | 1.3056
1975-08-20 | 361.44 | 1.3012
1975-08-21 | 352.835 | 1.2702
1975-08-22 | 344.316 | 1.2395
1975-08-23 | 343.104 | 1.2352
1975-08-24 | 341.9 | 1.2308
1975-08-25 | 334.701 | 1.2049
1975-08-26 | 332.317 | 1.1963
1975-08-27 | 325.21 | 1.1708
1975-08-28 | 322.857 | 1.1623
1975-08-29 | 314.687 | 1.1329
1975-08-30 | 306.603 | 1.1038
1975-08-31 | 304.312 | 1.0955
1975-09-01 | 297.487 | 1.071
1975-09-02 | 295.228 | 1.0628
1975-09-03 | 288.497 | 1.0386
1975-09-04 | 286.638 | 1.0319
1975-09-05 | 281.835 | 1.0146
1975-09-06 | 277.802 | 1.0001
1975-09-07 | 270.894 | 0.97522
1975-09-08 | 268.729 | 0.96742
1975-09-09 | 260.867 | 0.93912
1975-09-10 | 251.349 | 0.90486
1975-09-11 | 249.948 | 0.89981
1975-09-12 | 248.906 | 0.89606
1975-09-13 | 242.682 | 0.87366
1975-09-14 | 241.649 | 0.86994
1975-09-15 | 241.649 | 0.86994
1975-09-16 | 240.623 | 0.86624
1975-09-17 | 233.485 | 0.84055
1975-09-18 | 226.436 | 0.81517
1975-09-19 | 224.441 | 0.80799
1975-09-20 | 218.179 | 0.78544
1975-09-21 | 214.588 | 0.77252
1975-09-22 | 210.38 | 0.75737
1975-09-23 | 208.774 | 0.75159
1975-09-24 | 203.032 | 0.73092
1975-09-25 | 201.134 | 0.72408
1975-09-26 | 195.49 | 0.70376
1975-09-27 | 193.625 | 0.69705
1975-09-28 | 188.078 | 0.67708
1975-09-29 | 180.945 | 0.6514
1975-09-30 | 150.692 | 0.54249
1975-10-01 | 180.033 | 0.64812
1975-10-02 | 175.546 | 0.63197
1975-10-03 | 144.031 | 0.51851
1975-10-04 | 138.282 | 0.49782
1975-10-05 | 133.53 | 0.48071
1975-10-06 | 131.963 | 0.47507
1975-10-07 | 127.313 | 0.45833
1975-10-08 | 125.78 | 0.45281
1975-10-09 | 121.231 | 0.43643
1975-10-10 | 120.477 | 0.43372
1975-10-11 | 119.731 | 0.43103
1975-10-12 | 115.285 | 0.41503
1975-10-13 | 114.548 | 0.41237
1975-10-14 | 114.548 | 0.41237
1975-10-15 | 113.819 | 0.40975
1975-10-16 | 109.475 | 0.39411
1975-10-17 | 108.755 | 0.39152
1975-10-18 | 108.755 | 0.39152
1975-10-19 | 108.755 | 0.39152
1975-10-20 | 108.755 | 0.39152
1975-10-21 | 108.755 | 0.39152
1975-10-22 | 108.28 | 0.38981
1975-10-23 | 104.973 | 0.3779
1975-10-24 | 101.709 | 0.36615
1975-10-25 | 101.245 | 0.36448
1975-10-26 | 101.245 | 0.36448
1975-10-27 | 100.557 | 0.36201
1975-10-28 | 96.454 | 0.34723
1975-10-29 | 95.774 | 0.34479
1975-10-30 | 95.774 | 0.34479
1975-10-31 | 95.774 | 0.34479
1975-11-01 | 95.103 | 0.34237
1975-11-02 | 91.104 | 0.32797
1975-11-03 | 90.442 | 0.32559
1975-11-04 | 90.442 | 0.32559
1975-11-05 | 90.442 | 0.32559
1975-11-06 | 89.788 | 0.32324
1975-11-07 | 85.893 | 0.30921
1975-11-08 | 85.249 | 0.3069
1975-11-09 | 85.249 | 0.3069
1975-11-10 | 85.249 | 0.3069
1975-11-11 | 85.249 | 0.3069
1975-11-12 | 85.249 | 0.3069
1975-11-13 | 85.036 | 0.30613
1975-11-14 | 83.34 | 0.30002
1975-11-15 | 80.613 | 0.29021
1975-11-16 | 80.196 | 0.28871
1975-11-17 | 80.196 | 0.28871
1975-11-18 | 80.196 | 0.28871
1975-11-19 | 80.196 | 0.28871
1975-11-20 | 80.196 | 0.28871
1975-11-21 | 80.196 | 0.28871
1975-11-22 | 80.196 | 0.28871
1975-11-23 | 80.196 | 0.28871
1975-11-24 | 80.196 | 0.28871
1975-11-25 | 80.196 | 0.28871
1975-11-26 | 80.196 | 0.28871
1975-11-27 | 80.823 | 0.29096
1975-11-28 | 84.613 | 0.30461
1975-11-29 | 85.249 | 0.3069
1975-11-30 | 85.249 | 0.3069
1975-12-01 | 85.249 | 0.3069
1975-12-02 | 85.893 | 0.30921
1975-12-03 | 90.45 | 0.32562
1975-12-04 | 95.103 | 0.34237
1975-12-05 | 95.774 | 0.34479
1975-12-06 | 95.774 | 0.34479
1975-12-07 | 95.103 | 0.34237
1975-12-08 | 91.104 | 0.32797
1975-12-09 | 91.104 | 0.32797
1975-12-10 | 95.103 | 0.34237
1975-12-11 | 96 | 0.3456
1975-12-12 | 97.812 | 0.35212
1975-12-13 | 100.786 | 0.36283
1975-12-14 | 102.176 | 0.36783
1975-12-15 | 107.809 | 0.38811
1975-12-16 | 108.755 | 0.39152
1975-12-17 | 109.475 | 0.39411
1975-12-18 | 114.556 | 0.4124
1975-12-19 | 119.731 | 0.43103
1975-12-20 | 121.993 | 0.43917
1975-12-21 | 131.98 | 0.47513
1975-12-22 | 139.087 | 0.50071
1975-12-23 | 145.556 | 0.524
1975-12-24 | 153.006 | 0.55082
1975-12-25 | 164.041 | 0.59055
1975-12-26 | 165.758 | 0.59673
1975-12-27 | 166.629 | 0.59986
1975-12-28 | 171.88 | 0.61877
1975-12-29 | 172.76 | 0.62194
1975-12-30 | 173.647 | 0.62513
1975-12-31 | 178.997 | 0.64439
1976-01-01 | 181.709 | 0.65415
1976-01-02 | 193.641 | 0.69711
1976-01-03 | 200.19 | 0.72068
1976-01-04 | 197.371 | 0.71054
1976-01-05 | 207.821 | 0.74816
1976-01-06 | 209.735 | 0.75505
1976-01-07 | 211.355 | 0.76088
1976-01-08 | 223.476 | 0.80451
1976-01-09 | 239.269 | 0.86137
1976-01-10 | 241.649 | 0.86994
1976-01-11 | 242.682 | 0.87366
1976-01-12 | 249.255 | 0.89732
1976-01-13 | 254.51 | 0.91624
1976-01-14 | 270.941 | 0.97539
1976-01-15 | 294.134 | 1.0589
1976-01-16 | 305.462 | 1.0997
1976-01-17 | 313.522 | 1.1287
1976-01-18 | 315.844 | 1.137
1976-01-19 | 321.685 | 1.1581
1976-01-20 | 315.844 | 1.137
1976-01-21 | 313.522 | 1.1287
1976-01-22 | 306.603 | 1.1038
1976-01-23 | 304.312 | 1.0955
1976-01-24 | 297.487 | 1.071
1976-01-25 | 296.354 | 1.0669
1976-01-26 | 296.354 | 1.0669
1976-01-27 | 296.354 | 1.0669
1976-01-28 | 300.163 | 1.0806
1976-01-29 | 324.068 | 1.1666
1976-01-30 | 333.908 | 1.2021
1976-01-31 | 344.331 | 1.2396
1976-02-01 | 362.705 | 1.3057
1976-02-02 | 381.488 | 1.3734
1976-02-03 | 392.101 | 1.4116
1976-02-04 | 395.527 | 1.4239
1976-02-05 | 392.101 | 1.4116
1976-02-06 | 384.011 | 1.3824
1976-02-07 | 389.18 | 1.401
1976-02-08 | 441.295 | 1.5887
1976-02-09 | 524.264 | 1.8874
1976-02-10 | 517.258 | 1.8621
1976-02-11 | 497.038 | 1.7893
1976-02-12 | 497.039 | 1.7893
1976-02-13 | 515.791 | 1.8568
1976-02-14 | 527.469 | 1.8989
1976-02-15 | 528.936 | 1.9042
1976-02-16 | 536.383 | 1.931
1976-02-17 | 580.084 | 2.0883
1976-02-18 | 578.491 | 2.0826
1976-02-19 | 591.028 | 2.1277
1976-02-20 | 682.823 | 2.4582
1976-02-21 | 728.946 | 2.6242
1976-02-22 | 717.631 | 2.5835
1976-02-23 | 693.587 | 2.4969
1976-02-24 | 680.317 | 2.4491
1976-02-25 | 675.385 | 2.4314
1976-02-26 | 655.786 | 2.3608
1976-02-27 | 654.157 | 2.355
1976-02-28 | 663.912 | 2.3901
1976-02-29 | 667.179 | 2.4018
1976-03-01 | 684.231 | 2.4632
1976-03-02 | 736.438 | 2.6512
1976-03-03 | 784.946 | 2.8258
1976-03-04 | 789.019 | 2.8405
1976-03-05 | 795.514 | 2.8639
1976-03-06 | 813.917 | 2.9301
1976-03-07 | 796.103 | 2.866
1976-03-08 | 792.551 | 2.8532
1976-03-09 | 799.683 | 2.8789
1976-03-10 | 850.795 | 3.0629
1976-03-11 | 919.058 | 3.3086
1976-03-12 | 1017.253 | 3.6621
1976-03-13 | 1105.238 | 3.9789
1976-03-14 | 1103.776 | 3.9736
1976-03-15 | 1087.38 | 3.9146
1976-03-16 | 1052.533 | 3.7891
1976-03-17 | 949.07 | 3.4167
1976-03-18 | 1060.732 | 3.8186
1976-03-19 | 1141.129 | 4.1081
1976-03-20 | 1136.904 | 4.0929
1976-03-21 | 1124.426 | 4.0479
1976-03-22 | 1136.904 | 4.0929
1976-03-23 | 1153.636 | 4.1531
1976-03-24 | 1172.601 | 4.2214
1976-03-25 | 1202.367 | 4.3285
1976-03-26 | 1226.008 | 4.4136
1976-03-27 | 1271.706 | 4.5781
1976-03-28 | 1312.217 | 4.724
1976-03-29 | 1372.226 | 4.94
1976-03-30 | 1444.942 | 5.2018
1976-03-31 | 1460.422 | 5.2575
1976-04-01 | 1461.2 | 5.2603
1976-04-02 | 1463.541 | 5.2687
1976-04-03 | 1482.318 | 5.3363
1976-04-04 | 1529.037 | 5.5045
1976-04-05 | 1642.284 | 5.9122
1976-04-06 | 1743.015 | 6.2749
1976-04-07 | 1856.08 | 6.6819
1976-04-08 | 1957.965 | 7.0487
1976-04-09 | 1993.648 | 7.1771
1976-04-10 | 2033.319 | 7.3199
1976-04-11 | 2069.679 | 7.4508
1976-04-12 | 2098.979 | 7.5563
1976-04-13 | 2119.229 | 7.6292
1976-04-14 | 2119.229 | 7.6292
1976-04-15 | 2099.895 | 7.5596
1976-04-16 | 2077.894 | 7.4804
1976-04-17 | 2055.998 | 7.4016
1976-04-18 | 2034.209 | 7.3232
1976-04-19 | 2012.525 | 7.2451
1976-04-20 | 1990.947 | 7.1674
1976-04-21 | 1969.475 | 7.0901
1976-04-22 | 1950.77 | 7.0228
1976-04-23 | 1948.103 | 7.0132
1976-04-24 | 1942.788 | 6.994
1976-04-25 | 1908.343 | 6.87
1976-04-26 | 1884.649 | 6.7847
1976-04-27 | 1863.709 | 6.7094
1976-04-28 | 1839.426 | 6.6219
1976-04-29 | 1798.115 | 6.4732
1976-04-30 | 1774.201 | 6.3871
1976-05-01 | 1753.831 | 6.3138
1976-05-02 | 1736.091 | 6.2499
1976-05-03 | 1733.561 | 6.2408
1976-05-04 | 1728.522 | 6.2227
1976-05-05 | 1698.369 | 6.1141
1976-05-06 | 1689.201 | 6.0811
1976-05-07 | 1661.023 | 5.9797
1976-05-08 | 1634.687 | 5.8849
1976-05-09 | 1611.812 | 5.8025
1976-05-10 | 1575.357 | 5.6713
1976-05-11 | 1539.261 | 5.5413
1976-05-12 | 1513.841 | 5.4498
1976-05-13 | 1472.146 | 5.2997
1976-05-14 | 1454.977 | 5.2379
1976-05-15 | 1441.018 | 5.1877
1976-05-16 | 1419.419 | 5.1099
1976-05-17 | 1404.082 | 5.0547
1976-05-18 | 1381.98 | 4.9751
1976-05-19 | 1363.051 | 4.907
1976-05-20 | 1344.994 | 4.842
1976-05-21 | 1324.819 | 4.7693
1976-05-22 | 1295.905 | 4.6653
1976-05-23 | 1289.268 | 4.6414
1976-05-24 | 1273.863 | 4.5859
1976-05-25 | 1256.355 | 4.5229
1976-05-26 | 1238.958 | 4.4602
1976-05-27 | 1221.672 | 4.398
1976-05-28 | 1204.496 | 4.3362
1976-05-29 | 1187.432 | 4.2748
1976-05-30 | 1172.587 | 4.2213
1976-05-31 | 1168.362 | 4.2061
1976-06-01 | 1153.636 | 4.1531
1976-06-02 | 1136.904 | 4.0929
1976-06-03 | 1122.352 | 4.0405
1976-06-04 | 1118.211 | 4.0256
1976-06-05 | 1103.776 | 3.9736
1976-06-06 | 1087.38 | 3.9146
1976-06-07 | 1073.12 | 3.8632
1976-06-08 | 1069.063 | 3.8486
1976-06-09 | 1056.933 | 3.805
1976-06-10 | 1052.904 | 3.7905
1976-06-11 | 1038.198 | 3.7375
1976-06-12 | 1020.265 | 3.673
1976-06-13 | 1015.638 | 3.6563
1976-06-14 | 1001.825 | 3.6066
1976-06-15 | 988.09 | 3.5571
1976-06-16 | 984.182 | 3.5431
1976-06-17 | 972.503 | 3.501
1976-06-18 | 968.624 | 3.487
1976-06-19 | 957.029 | 3.4453
1976-06-20 | 951.264 | 3.4246
1976-06-21 | 926.436 | 3.3352
1976-06-22 | 911.288 | 3.2806
1976-06-23 | 907.522 | 3.2671
1976-06-24 | 894.403 | 3.2199
1976-06-25 | 881.361 | 3.1729
1976-06-26 | 877.653 | 3.1596
1976-06-27 | 864.733 | 3.113
1976-06-28 | 851.891 | 3.0668
1976-06-29 | 848.239 | 3.0537
1976-06-30 | 837.327 | 3.0144
1976-07-01 | 835.512 | 3.0078
1976-07-02 | 833.704 | 3.0013
1976-07-03 | 821.084 | 2.9559
1976-07-04 | 808.543 | 2.9108
1976-07-05 | 804.978 | 2.8979
1976-07-06 | 794.324 | 2.8596
1976-07-07 | 790.787 | 2.8468
1976-07-08 | 780.219 | 2.8088
1976-07-09 | 776.711 | 2.7962
1976-07-10 | 766.229 | 2.7584
1976-07-11 | 762.75 | 2.7459
1976-07-12 | 752.355 | 2.7085
1976-07-13 | 748.905 | 2.6961
1976-07-14 | 738.597 | 2.6589
1976-07-15 | 734.608 | 2.6446
1976-07-16 | 720.999 | 2.5956
1976-07-17 | 717.049 | 2.5814
1976-07-18 | 706.944 | 2.545
1976-07-19 | 705.264 | 2.539
1976-07-20 | 703.59 | 2.5329
1976-07-21 | 691.914 | 2.4909
1976-07-22 | 678.673 | 2.4432
1976-07-23 | 667.179 | 2.4018
1976-07-24 | 665.542 | 2.396
1976-07-25 | 663.912 | 2.3901
1976-07-26 | 654.157 | 2.355
1976-07-27 | 650.919 | 2.3433
1976-07-28 | 641.252 | 2.3085
1976-07-29 | 638.044 | 2.297
1976-07-30 | 626.879 | 2.2568
1976-07-31 | 615.794 | 2.2169
1976-08-01 | 612.645 | 2.2055
1976-08-02 | 603.242 | 2.1717
1976-08-03 | 600.122 | 2.1604
1976-08-04 | 590.807 | 2.1269
1976-08-05 | 587.717 | 2.1158
1976-08-06 | 576.964 | 2.0771
1976-08-07 | 566.292 | 2.0387
1976-08-08 | 563.261 | 2.0277
1976-08-09 | 554.213 | 1.9952
1976-08-10 | 551.212 | 1.9844
1976-08-11 | 540.77 | 1.9468
1976-08-12 | 528.943 | 1.9042
1976-08-13 | 518.688 | 1.8673
1976-08-14 | 515.776 | 1.8568
1976-08-15 | 507.085 | 1.8255
1976-08-16 | 504.203 | 1.8151
1976-08-17 | 494.179 | 1.779
1976-08-18 | 484.238 | 1.7433
1976-08-19 | 481.416 | 1.7331
1976-08-20 | 472.995 | 1.7028
1976-08-21 | 471.595 | 1.6977
1976-08-22 | 469.74 | 1.6911
1976-08-23 | 457.281 | 1.6462
1976-08-24 | 447.229 | 1.61
1976-08-25 | 444.508 | 1.6002
1976-08-26 | 436.389 | 1.571
1976-08-27 | 433.698 | 1.5613
1976-08-28 | 424.343 | 1.5276
1976-08-29 | 415.072 | 1.4943
1976-08-30 | 413.753 | 1.4895
1976-08-31 | 412.441 | 1.4848
1976-09-01 | 403.3 | 1.4519
1976-09-02 | 392.961 | 1.4147
1976-09-03 | 384.011 | 1.3824
1976-09-04 | 381.472 | 1.3733
1976-09-05 | 373.902 | 1.346
1976-09-06 | 371.394 | 1.337
1976-09-07 | 363.917 | 1.3101
1976-09-08 | 361.44 | 1.3012
1976-09-09 | 351.623 | 1.2658
1976-09-10 | 335.905 | 1.2093
1976-09-11 | 332.317 | 1.1963
1976-09-12 | 325.21 | 1.1708
1976-09-13 | 324.03 | 1.1665
1976-09-14 | 322.857 | 1.1623
1976-09-15 | 314.687 | 1.1329
1976-09-16 | 306.603 | 1.1038
1976-09-17 | 304.312 | 1.0955
1976-09-18 | 297.487 | 1.071
1976-09-19 | 295.228 | 1.0628
1976-09-20 | 288.497 | 1.0386
1976-09-21 | 286.269 | 1.0306
1976-09-22 | 278.538 | 1.0027
1976-09-23 | 270.894 | 0.97522
1976-09-24 | 268.729 | 0.96742
1976-09-25 | 262.282 | 0.94422
1976-09-26 | 259.796 | 0.93527
1976-09-27 | 250.307 | 0.90111
1976-09-28 | 242.682 | 0.87366
1976-09-29 | 240.623 | 0.86624
1976-09-30 | 234.495 | 0.84418
1976-10-01 | 233.477 | 0.84052
1976-10-02 | 232.468 | 0.83688
1976-10-03 | 226.436 | 0.81517
1976-10-04 | 224.441 | 0.80799
1976-10-05 | 218.505 | 0.78662
1976-10-06 | 217.52 | 0.78307
1976-10-07 | 217.52 | 0.78307
1976-10-08 | 217.52 | 0.78307
1976-10-09 | 217.52 | 0.78307
1976-10-10 | 216.543 | 0.77955
1976-10-11 | 210.704 | 0.75853
1976-10-12 | 209.735 | 0.75505
1976-10-13 | 208.774 | 0.75159
1976-10-14 | 203.032 | 0.73092
1976-10-15 | 202.079 | 0.72748
1976-10-16 | 201.134 | 0.72408
1976-10-17 | 195.49 | 0.70376
1976-10-18 | 194.553 | 0.70039
1976-10-19 | 193.625 | 0.69705
1976-10-20 | 188.078 | 0.67708
1976-10-21 | 186.246 | 0.67049
1976-10-22 | 180.797 | 0.65087
1976-10-23 | 179.893 | 0.64761
1976-10-24 | 178.997 | 0.64439
1976-10-25 | 172.768 | 0.62196
1976-10-26 | 166.629 | 0.59986
1976-10-27 | 165.758 | 0.59673
1976-10-28 | 164.895 | 0.59362
1976-10-29 | 159.743 | 0.57507
1976-10-30 | 157.204 | 0.56593
1976-10-31 | 147.199 | 0.52992
1976-11-01 | 145.548 | 0.52397
1976-11-02 | 145.548 | 0.52397
1976-11-03 | 144.735 | 0.52105
1976-11-04 | 139.883 | 0.50358
1976-11-05 | 139.078 | 0.50068
1976-11-06 | 139.078 | 0.50068
1976-11-07 | 139.078 | 0.50068
1976-11-08 | 139.078 | 0.50068
1976-11-09 | 139.078 | 0.50068
1976-11-10 | 139.078 | 0.50068
1976-11-11 | 139.078 | 0.50068
1976-11-12 | 139.078 | 0.50068
1976-11-13 | 139.078 | 0.50068
1976-11-14 | 139.078 | 0.50068
1976-11-15 | 139.078 | 0.50068
1976-11-16 | 139.078 | 0.50068
1976-11-17 | 139.078 | 0.50068
1976-11-18 | 139.078 | 0.50068
1976-11-19 | 139.078 | 0.50068
1976-11-20 | 139.078 | 0.50068
1976-11-21 | 139.078 | 0.50068
1976-11-22 | 139.078 | 0.50068
1976-11-23 | 139.078 | 0.50068
1976-11-24 | 139.078 | 0.50068
1976-11-25 | 139.078 | 0.50068
1976-11-26 | 139.078 | 0.50068
1976-11-27 | 139.078 | 0.50068
1976-11-28 | 139.078 | 0.50068
1976-11-29 | 139.078 | 0.50068
1976-11-30 | 139.078 | 0.50068
1976-12-01 | 139.883 | 0.50358
1976-12-02 | 144.735 | 0.52105
1976-12-03 | 145.548 | 0.52397
1976-12-04 | 145.548 | 0.52397
1976-12-05 | 146.369 | 0.52693
1976-12-06 | 152.16 | 0.54778
1976-12-07 | 158.042 | 0.56895
1976-12-08 | 159.172 | 0.57302
1976-12-09 | 161.451 | 0.58122
1976-12-10 | 165.762 | 0.59674
1976-12-11 | 170.121 | 0.61244
1976-12-12 | 172.466 | 0.62088
1976-12-13 | 173.647 | 0.62513
1976-12-14 | 178.997 | 0.64439
1976-12-15 | 179.893 | 0.64761
1976-12-16 | 179.893 | 0.64761
1976-12-17 | 180.797 | 0.65087
1976-12-18 | 186.246 | 0.67049
1976-12-19 | 187.158 | 0.67377
1976-12-20 | 187.158 | 0.67377
1976-12-21 | 187.158 | 0.67377
1976-12-22 | 187.158 | 0.67377
1976-12-23 | 187.158 | 0.67377
1976-12-24 | 187.158 | 0.67377
1976-12-25 | 188.078 | 0.67708
1976-12-26 | 193.625 | 0.69705
1976-12-27 | 194.553 | 0.70039
1976-12-28 | 194.553 | 0.70039
1976-12-29 | 194.553 | 0.70039
1976-12-30 | 194.553 | 0.70039
1976-12-31 | 194.553 | 0.70039
1977-01-01 | 195.177 | 0.70264
1977-01-02 | 200.194 | 0.7207
1977-01-03 | 209.424 | 0.75393
1977-01-04 | 216.543 | 0.77955
1977-01-05 | 218.505 | 0.78662
1977-01-06 | 225.443 | 0.81159
1977-01-07 | 234.511 | 0.84424
1977-01-08 | 249.274 | 0.89739
1977-01-09 | 259.796 | 0.93527
1977-01-10 | 263 | 0.9468
1977-01-11 | 275.262 | 0.99094
1977-01-12 | 286.645 | 1.0319
1977-01-13 | 291.852 | 1.0507
1977-01-14 | 287.013 | 1.0332
1977-01-15 | 278.538 | 1.0027
1977-01-16 | 271.98 | 0.97913
1977-01-17 | 278.538 | 1.0027
1977-01-18 | 286.269 | 1.0306
1977-01-19 | 298.91 | 1.0761
1977-01-20 | 370.43 | 1.3335
1977-01-21 | 385.72 | 1.3886
1977-01-22 | 407.249 | 1.4661
1977-01-23 | 428.359 | 1.5421
1977-01-24 | 419.527 | 1.5103
1977-01-25 | 455.51 | 1.6398
1977-01-26 | 470.203 | 1.6927
1977-01-27 | 469.74 | 1.6911
1977-01-28 | 473.272 | 1.7038
1977-01-29 | 546.123 | 1.966
1977-01-30 | 471.43 | 1.6971
1977-01-31 | 465.677 | 1.6764
1977-02-01 | 522.232 | 1.88
1977-02-02 | 553.802 | 1.9937
1977-02-03 | 599.662 | 2.1588
1977-02-04 | 594.429 | 2.1399
1977-02-05 | 609.517 | 2.1943
1977-02-06 | 624.759 | 2.2491
1977-02-07 | 626.871 | 2.2567
1977-02-08 | 625.286 | 2.251
1977-02-09 | 614.223 | 2.2112
1977-02-10 | 604.805 | 2.1773
1977-02-11 | 612.645 | 2.2055
1977-02-12 | 614.216 | 2.2112
1977-02-13 | 614.216 | 2.2112
1977-02-14 | 614.216 | 2.2112
1977-02-15 | 614.216 | 2.2112
1977-02-16 | 614.216 | 2.2112
1977-02-17 | 614.216 | 2.2112
1977-02-18 | 615.794 | 2.2169
1977-02-19 | 625.286 | 2.251
1977-02-20 | 628.464 | 2.2625
1977-02-21 | 641.267 | 2.3086
1977-02-22 | 671.104 | 2.416
1977-02-23 | 731.298 | 2.6327
1977-02-24 | 762.765 | 2.746
1977-02-25 | 778.469 | 2.8025
1977-02-26 | 792.559 | 2.8532
1977-02-27 | 820.084 | 2.9523
1977-02-28 | 913.294 | 3.2879
1977-03-01 | 924.062 | 3.3266
1977-03-02 | 918.552 | 3.3068
1977-03-03 | 913.057 | 3.287
1977-03-04 | 907.577 | 3.2673
1977-03-05 | 902.113 | 3.2476
1977-03-06 | 896.663 | 3.228
1977-03-07 | 891.228 | 3.2084
1977-03-08 | 885.808 | 3.1889
1977-03-09 | 880.404 | 3.1695
1977-03-10 | 875.014 | 3.1501
1977-03-11 | 869.64 | 3.1307
1977-03-12 | 864.28 | 3.1114
1977-03-13 | 858.936 | 3.0922
1977-03-14 | 853.607 | 3.073
1977-03-15 | 848.293 | 3.0539
1977-03-16 | 842.994 | 3.0348
1977-03-17 | 837.71 | 3.0158
1977-03-18 | 832.442 | 2.9968
1977-03-19 | 827.188 | 2.9779
1977-03-20 | 821.95 | 2.959
1977-03-21 | 816.727 | 2.9402
1977-03-22 | 811.519 | 2.9215
1977-03-23 | 806.326 | 2.9028
1977-03-24 | 801.148 | 2.8841
1977-03-25 | 795.986 | 2.8655
1977-03-26 | 790.838 | 2.847
1977-03-27 | 785.706 | 2.8285
1977-03-28 | 780.59 | 2.8101
1977-03-29 | 775.488 | 2.7918
1977-03-30 | 770.402 | 2.7734
1977-03-31 | 765.331 | 2.7552
1977-04-01 | 760.275 | 2.737
1977-04-02 | 755.235 | 2.7188
1977-04-03 | 750.209 | 2.7008
1977-04-04 | 745.199 | 2.6827
1977-04-05 | 740.205 | 2.6647
1977-04-06 | 735.225 | 2.6468
1977-04-07 | 730.261 | 2.6289
1977-04-08 | 725.313 | 2.6111
1977-04-09 | 720.379 | 2.5934
1977-04-10 | 715.461 | 2.5757
1977-04-11 | 710.559 | 2.558
1977-04-12 | 705.671 | 2.5404
1977-04-13 | 700.799 | 2.5229
1977-04-14 | 695.943 | 2.5054
1977-04-15 | 691.102 | 2.488
1977-04-16 | 686.276 | 2.4706
1977-04-17 | 681.466 | 2.4533
1977-04-18 | 676.671 | 2.436
1977-04-19 | 671.891 | 2.4188
1977-04-20 | 667.127 | 2.4017
1977-04-21 | 662.379 | 2.3846
1977-04-22 | 657.646 | 2.3675
1977-04-23 | 652.928 | 2.3505
1977-04-24 | 648.226 | 2.3336
1977-04-25 | 643.539 | 2.3167
1977-04-26 | 638.868 | 2.2999
1977-04-27 | 634.212 | 2.2832
1977-04-28 | 629.572 | 2.2665
1977-04-29 | 624.947 | 2.2498
1977-04-30 | 620.338 | 2.2332
1977-05-01 | 615.745 | 2.2167
1977-05-02 | 611.167 | 2.2002
1977-05-03 | 606.604 | 2.1838
1977-05-04 | 602.057 | 2.1674
1977-05-05 | 597.526 | 2.1511
1977-05-06 | 593.01 | 2.1348
1977-05-07 | 588.51 | 2.1186
1977-05-08 | 584.026 | 2.1025
1977-05-09 | 579.557 | 2.0864
1977-05-10 | 575.104 | 2.0704
1977-05-11 | 570.667 | 2.0544
1977-05-12 | 566.245 | 2.0385
1977-05-13 | 561.839 | 2.0226
1977-05-14 | 557.448 | 2.0068
1977-05-15 | 553.073 | 1.9911
1977-05-16 | 548.714 | 1.9754
1977-05-17 | 544.371 | 1.9597
1977-05-18 | 540.043 | 1.9442
1977-05-19 | 535.732 | 1.9286
1977-05-20 | 531.435 | 1.9132
1977-05-21 | 527.155 | 1.8978
1977-05-22 | 522.891 | 1.8824
1977-05-23 | 518.642 | 1.8671
1977-05-24 | 514.409 | 1.8519
1977-05-25 | 510.192 | 1.8367
1977-05-26 | 505.99 | 1.8216
1977-05-27 | 501.805 | 1.8065
1977-05-28 | 497.635 | 1.7915
1977-05-29 | 493.481 | 1.7765
1977-05-30 | 489.343 | 1.7616
1977-05-31 | 485.221 | 1.7468
1977-06-01 | 481.115 | 1.732
1977-06-02 | 477.025 | 1.7173
1977-06-03 | 472.951 | 1.7026
1977-06-04 | 468.892 | 1.688
1977-06-05 | 464.85 | 1.6735
1977-06-06 | 460.823 | 1.659
1977-06-07 | 456.813 | 1.6445
1977-06-08 | 452.818 | 1.6301
1977-06-09 | 448.839 | 1.6158
1977-06-10 | 444.877 | 1.6016
1977-06-11 | 440.93 | 1.5873
1977-06-12 | 437 | 1.5732
1977-06-13 | 433.085 | 1.5591
1977-06-14 | 429.187 | 1.5451
1977-06-15 | 425.304 | 1.5311
1977-06-16 | 421.438 | 1.5172
1977-06-17 | 417.588 | 1.5033
1977-06-18 | 413.754 | 1.4895
1977-06-19 | 409.936 | 1.4758
1977-06-20 | 406.134 | 1.4621
1977-06-21 | 402.348 | 1.4485
1977-06-22 | 398.579 | 1.4349
1977-06-23 | 394.825 | 1.4214
1977-06-24 | 391.088 | 1.4079
1977-06-25 | 387.367 | 1.3945
1977-06-26 | 383.662 | 1.3812
1977-06-27 | 379.974 | 1.3679
1977-06-28 | 376.302 | 1.3547
1977-06-29 | 372.645 | 1.3415
1977-06-30 | 369.006 | 1.3284
1977-07-01 | 365.382 | 1.3154
1977-07-02 | 361.775 | 1.3024
1977-07-03 | 358.184 | 1.2895
1977-07-04 | 354.61 | 1.2766
1977-07-05 | 351.051 | 1.2638
1977-07-06 | 347.51 | 1.251
1977-07-07 | 343.984 | 1.2383
1977-07-08 | 340.475 | 1.2257
1977-07-09 | 336.982 | 1.2131
1977-07-10 | 333.506 | 1.2006
1977-07-11 | 330.046 | 1.1882
1977-07-12 | 326.603 | 1.1758
1977-07-13 | 323.176 | 1.1634
1977-07-14 | 319.765 | 1.1512
1977-07-15 | 316.371 | 1.1389
1977-07-16 | 312.994 | 1.1268
1977-07-17 | 309.633 | 1.1147
1977-07-18 | 306.288 | 1.1026
1977-07-19 | 302.961 | 1.0907
1977-07-20 | 299.649 | 1.0787
1977-07-21 | 296.355 | 1.0669
1977-07-22 | 293.077 | 1.0551
1977-07-23 | 289.815 | 1.0433
1977-07-24 | 286.57 | 1.0317
1977-07-25 | 283.342 | 1.02
1977-07-26 | 280.131 | 1.0085
1977-07-27 | 276.936 | 0.99697
1977-07-28 | 273.758 | 0.98553
1977-07-29 | 270.596 | 0.97415
1977-07-30 | 267.452 | 0.96283
1977-07-31 | 264.324 | 0.95157
1977-08-01 | 261.6 | 0.94176
1977-08-02 | 261.211 | 0.94036
1977-08-03 | 260.149 | 0.93654
1977-08-04 | 253.797 | 0.91367
1977-08-05 | 252.742 | 0.90987
1977-08-06 | 252.742 | 0.90987
1977-08-07 | 251.696 | 0.90611
1977-08-08 | 245.439 | 0.88358
1977-08-09 | 244.401 | 0.87984
1977-08-10 | 243.37 | 0.87613
1977-08-11 | 237.21 | 0.85396
1977-08-12 | 235.172 | 0.84662
1977-08-13 | 229.108 | 0.82479
1977-08-14 | 228.101 | 0.82116
1977-08-15 | 228.101 | 0.82116
1977-08-16 | 228.101 | 0.82116
1977-08-17 | 227.102 | 0.81757
1977-08-18 | 221.135 | 0.79609
1977-08-19 | 219.161 | 0.78898
1977-08-20 | 212.003 | 0.76321
1977-08-21 | 203.668 | 0.7332
1977-08-22 | 204.299 | 0.73548
1977-08-23 | 204.617 | 0.73662
1977-08-24 | 203.666 | 0.7332
1977-08-25 | 197.989 | 0.71276
1977-08-26 | 196.113 | 0.70601
1977-08-27 | 190.534 | 0.68592
1977-08-28 | 188.691 | 0.67929
1977-08-29 | 183.209 | 0.65955
1977-08-30 | 182.3 | 0.65628
1977-08-31 | 182.3 | 0.65628
1977-09-01 | 182.3 | 0.65628
1977-09-02 | 182.3 | 0.65628
1977-09-03 | 182.3 | 0.65628
1977-09-04 | 181.999 | 0.6552
1977-09-05 | 179.298 | 0.64547
1977-09-06 | 171.034 | 0.61572
1977-09-07 | 154.69 | 0.55688
1977-09-08 | 152.152 | 0.54775
1977-09-09 | 152.99 | 0.55076
1977-09-10 | 159.76 | 0.57514
1977-09-11 | 171.009 | 0.61563
1977-09-12 | 172.76 | 0.62194
1977-09-13 | 171.88 | 0.61877
1977-09-14 | 165.766 | 0.59676
1977-09-15 | 159.743 | 0.57507
1977-09-16 | 158.888 | 0.572
1977-09-17 | 160.606 | 0.57818
1977-09-18 | 173.697 | 0.62531
1977-09-19 | 191.792 | 0.69045
1977-09-20 | 194.553 | 0.70039
1977-09-21 | 203.611 | 0.733
1977-09-22 | 252.327 | 0.90838
1977-09-23 | 218.975 | 0.78831
1977-09-24 | 226.484 | 0.81534
1977-09-25 | 246.848 | 0.88865
1977-09-26 | 255.636 | 0.92029
1977-09-27 | 292.716 | 1.0538
1977-09-28 | 315.891 | 1.1372
1977-09-29 | 345.651 | 1.2443
1977-09-30 | 348.115 | 1.2532
1977-10-01 | 150.084 | 0.5403
1977-10-02 | 120.477 | 0.43372
1977-10-03 | 119.731 | 0.43103
1977-10-04 | 115.285 | 0.41503
1977-10-05 | 115.285 | 0.41503
1977-10-06 | 119.731 | 0.43103
1977-10-07 | 120.477 | 0.43372
1977-10-08 | 119.731 | 0.43103
1977-10-09 | 115.285 | 0.41503
1977-10-10 | 114.548 | 0.41237
1977-10-11 | 113.819 | 0.40975
1977-10-12 | 109.475 | 0.39411
1977-10-13 | 108.755 | 0.39152
1977-10-14 | 107.809 | 0.38811
1977-10-15 | 101.717 | 0.36618
1977-10-16 | 97.812 | 0.35212
1977-10-17 | 95.329 | 0.34318
1977-10-18 | 91.104 | 0.32797
1977-10-19 | 89.788 | 0.32324
1977-10-20 | 85.893 | 0.30921
1977-10-21 | 85.249 | 0.3069
1977-10-22 | 85.249 | 0.3069
1977-10-23 | 85.249 | 0.3069
1977-10-24 | 85.249 | 0.3069
1977-10-25 | 85.249 | 0.3069
1977-10-26 | 85.249 | 0.3069
1977-10-27 | 85.249 | 0.3069
1977-10-28 | 85.249 | 0.3069
1977-10-29 | 85.249 | 0.3069
1977-10-30 | 85.249 | 0.3069
1977-10-31 | 85.29 | 0.30704
1977-11-01 | 85.579 | 0.30808
1977-11-02 | 85.911 | 0.30928
1977-11-03 | 86.243 | 0.31047
1977-11-04 | 86.575 | 0.31167
1977-11-05 | 86.908 | 0.31287
1977-11-06 | 87.242 | 0.31407
1977-11-07 | 87.576 | 0.31527
1977-11-08 | 87.911 | 0.31648
1977-11-09 | 88.247 | 0.31769
1977-11-10 | 88.583 | 0.3189
1977-11-11 | 88.92 | 0.32011
1977-11-12 | 89.257 | 0.32133
1977-11-13 | 89.595 | 0.32254
1977-11-14 | 89.933 | 0.32376
1977-11-15 | 90.272 | 0.32498
1977-11-16 | 90.611 | 0.3262
1977-11-17 | 90.951 | 0.32742
1977-11-18 | 91.292 | 0.32865
1977-11-19 | 91.633 | 0.32988
1977-11-20 | 91.975 | 0.33111
1977-11-21 | 92.318 | 0.33234
1977-11-22 | 92.661 | 0.33358
1977-11-23 | 93.004 | 0.33481
1977-11-24 | 93.349 | 0.33606
1977-11-25 | 93.693 | 0.33729
1977-11-26 | 94.039 | 0.33854
1977-11-27 | 94.385 | 0.33979
1977-11-28 | 94.731 | 0.34103
1977-11-29 | 95.078 | 0.34228
1977-11-30 | 95.426 | 0.34353
1977-12-01 | 95.73 | 0.34463
1977-12-02 | 95.774 | 0.34479
1977-12-03 | 96.454 | 0.34723
1977-12-04 | 100.557 | 0.36201
1977-12-05 | 102.176 | 0.36783
1977-12-06 | 107.809 | 0.38811
1977-12-07 | 109.475 | 0.39411
1977-12-08 | 113.819 | 0.40975
1977-12-09 | 115.285 | 0.41503
1977-12-10 | 120.485 | 0.43375
1977-12-11 | 125.78 | 0.45281
1977-12-12 | 128.092 | 0.46113
1977-12-13 | 137.494 | 0.49498
1977-12-14 | 139.078 | 0.50068
1977-12-15 | 139.078 | 0.50068
1977-12-16 | 140.696 | 0.50651
1977-12-17 | 153.04 | 0.55094
1977-12-18 | 171.034 | 0.61572
1977-12-19 | 178.997 | 0.64439
1977-12-20 | 179.893 | 0.64761
1977-12-21 | 180.495 | 0.64978
1977-12-22 | 186.264 | 0.67055
1977-12-23 | 199.887 | 0.71959
1977-12-24 | 203.032 | 0.73092
1977-12-25 | 208.774 | 0.75159
1977-12-26 | 212.666 | 0.7656
1977-12-27 | 233.896 | 0.84203
1977-12-28 | 258.771 | 0.93158
1977-12-29 | 272.012 | 0.97924
1977-12-30 | 293 | 1.0548
1977-12-31 | 297.487 | 1.071
1978-01-01 | 304.312 | 1.0955
1978-01-02 | 303.179 | 1.0914
1978-01-03 | 289.622 | 1.0426
1978-01-04 | 287.379 | 1.0346
1978-01-05 | 287.379 | 1.0346
1978-01-06 | 287.379 | 1.0346
1978-01-07 | 287.379 | 1.0346
1978-01-08 | 286.269 | 1.0306
1978-01-09 | 279.632 | 1.0067
1978-01-10 | 278.53 | 1.0027
1978-01-11 | 280.742 | 1.0107
1978-01-12 | 294.11 | 1.0588
1978-01-13 | 296.354 | 1.0669
1978-01-14 | 297.487 | 1.071
1978-01-15 | 306.232 | 1.1024
1978-01-16 | 320.527 | 1.1539
1978-01-17 | 331.922 | 1.1949
1978-01-18 | 335.905 | 1.2093
1978-01-19 | 350.397 | 1.2614
1978-01-20 | 375.182 | 1.3507
1978-01-21 | 505.438 | 1.8196
1978-01-22 | 468.945 | 1.6882
1978-01-23 | 485.55 | 1.748
1978-01-24 | 584.968 | 2.1059
1978-01-25 | 603.242 | 2.1717
1978-01-26 | 612.645 | 2.2055
1978-01-27 | 615.794 | 2.2169
1978-01-28 | 625.286 | 2.251
1978-01-29 | 625.286 | 2.251
1978-01-30 | 618.958 | 2.2282
1978-01-31 | 648.41 | 2.3343
1978-02-01 | 724.532 | 2.6083
1978-02-02 | 736.882 | 2.6528
1978-02-03 | 737.453 | 2.6548
1978-02-04 | 742.025 | 2.6713
1978-02-05 | 751.207 | 2.7043
1978-02-06 | 762.75 | 2.7459
1978-02-07 | 764.486 | 2.7521
1978-02-08 | 784.058 | 2.8226
1978-02-09 | 904.085 | 3.2547
1978-02-10 | 920.741 | 3.3147
1978-02-11 | 896.282 | 3.2266
1978-02-12 | 883.219 | 3.1796
1978-02-13 | 903.87 | 3.2539
1978-02-14 | 974.538 | 3.5083
1978-02-15 | 986.133 | 3.5501
1978-02-16 | 986.133 | 3.5501
1978-02-17 | 984.832 | 3.5454
1978-02-18 | 976.388 | 3.515
1978-02-19 | 971.207 | 3.4963
1978-02-20 | 970.56 | 3.494
1978-02-21 | 970.56 | 3.494
1978-02-22 | 981.004 | 3.5316
1978-02-23 | 1044.271 | 3.7594
1978-02-24 | 1073.33 | 3.864
1978-02-25 | 1187.655 | 4.2756
1978-02-26 | 1208.832 | 4.3518
1978-02-27 | 1168.598 | 4.207
1978-02-28 | 1299.271 | 4.6774
1978-03-01 | 1393.457 | 5.0164
1978-03-02 | 1405.605 | 5.0602
1978-03-03 | 1424.975 | 5.1299
1978-03-04 | 1549.063 | 5.5766
1978-03-05 | 1610.192 | 5.7967
1978-03-06 | 1633.865 | 5.8819
1978-03-07 | 1651.114 | 5.944
1978-03-08 | 1660.2 | 5.9767
1978-03-09 | 1700.882 | 6.1232
1978-03-10 | 1717.607 | 6.1834
1978-03-11 | 1764.977 | 6.3539
1978-03-12 | 1873.419 | 6.7443
1978-03-13 | 1921.555 | 6.9176
1978-03-14 | 1926.843 | 6.9366
1978-03-15 | 1945.561 | 7.004
1978-03-16 | 2069.872 | 7.4515
1978-03-17 | 2175.128 | 7.8305
1978-03-18 | 2279.905 | 8.2077
1978-03-19 | 2148.114 | 7.7332
1978-03-20 | 2162.229 | 7.784
1978-03-21 | 2371.51 | 8.5374
1978-03-22 | 2420.905 | 8.7153
1978-03-23 | 2444.878 | 8.8016
1978-03-24 | 2677.189 | 9.6379
1978-03-25 | 2720.046 | 9.7922
1978-03-26 | 2761.687 | 9.9421
1978-03-27 | 2897.439 | 10.4308
1978-03-28 | 2882.453 | 10.3768
1978-03-29 | 2866.561 | 10.3196
1978-03-30 | 2808.593 | 10.1109
1978-03-31 | 2764.867 | 9.9535
1978-04-01 | 2597.463 | 9.3509
1978-04-02 | 2569.999 | 9.252
1978-04-03 | 2566.98 | 9.2411
1978-04-04 | 2548.884 | 9.176
1978-04-05 | 2542.865 | 9.1543
1978-04-06 | 2524.847 | 9.0894
1978-04-07 | 2518.853 | 9.0679
1978-04-08 | 2500.912 | 9.0033
1978-04-09 | 2497.926 | 8.9925
1978-04-10 | 2494.945 | 8.9818
1978-04-11 | 2477.083 | 8.9175
1978-04-12 | 2474.109 | 8.9068
1978-04-13 | 2471.142 | 8.8961
1978-04-14 | 2450.403 | 8.8215
1978-04-15 | 2429.735 | 8.747
1978-04-16 | 2426.787 | 8.7364
1978-04-17 | 2426.787 | 8.7364
1978-04-18 | 2423.846 | 8.7258
1978-04-19 | 2406.217 | 8.6624
1978-04-20 | 2406.218 | 8.6624
1978-04-21 | 2426.794 | 8.7365
1978-04-22 | 2447.442 | 8.8108
1978-04-23 | 2450.396 | 8.8214
1978-04-24 | 2447.442 | 8.8108
1978-04-25 | 2429.735 | 8.747
1978-04-26 | 2426.787 | 8.7364
1978-04-27 | 2426.787 | 8.7364
1978-04-28 | 2417.983 | 8.7047
1978-04-29 | 2362.43 | 8.5047
1978-04-30 | 2333.402 | 8.4002
1978-05-01 | 2310.315 | 8.3171
1978-05-02 | 2286.38 | 8.231
1978-05-03 | 2257.804 | 8.1281
1978-05-04 | 2234.115 | 8.0428
1978-05-05 | 2211.482 | 7.9613
1978-05-06 | 2188.954 | 7.8802
1978-05-07 | 2166.531 | 7.7995
1978-05-08 | 2141.441 | 7.7092
1978-05-09 | 2105.415 | 7.5795
1978-05-10 | 2097.135 | 7.5497
1978-05-11 | 2077.894 | 7.4804
1978-05-12 | 2055.998 | 7.4016
1978-05-13 | 2034.209 | 7.3232
1978-05-14 | 2012.525 | 7.2451
1978-05-15 | 1990.947 | 7.1674
1978-05-16 | 1972.149 | 7.0997
1978-05-17 | 1961.466 | 7.0613
1978-05-18 | 1910.997 | 6.8796
1978-05-19 | 1882.035 | 6.7753
1978-05-20 | 1845.483 | 6.6437
1978-05-21 | 1821.289 | 6.5566
1978-05-22 | 1798.099 | 6.4732
1978-05-23 | 1787.003 | 6.4332
1978-05-24 | 1741.17 | 6.2682
1978-05-25 | 1733.561 | 6.2408
1978-05-26 | 1731.038 | 6.2317
1978-05-27 | 1710.909 | 6.1593
1978-05-28 | 1678.401 | 6.0422
1978-05-29 | 1668.458 | 6.0064
1978-05-30 | 1636.334 | 5.8908
1978-05-31 | 1615.06 | 5.8142
1978-06-01 | 1604.474 | 5.7761
1978-06-02 | 1601.273 | 5.7646
1978-06-03 | 1538.496 | 5.5386
1978-06-04 | 1543.241 | 5.5557
1978-06-05 | 1524.135 | 5.4869
1978-06-06 | 1501.179 | 5.4042
1978-06-07 | 1491.726 | 5.3702
1978-06-08 | 1479.953 | 5.3278
1978-06-09 | 1463.556 | 5.2688
1978-06-10 | 1429.435 | 5.146
1978-06-11 | 1421.721 | 5.1182
1978-06-12 | 1404.849 | 5.0575
1978-06-13 | 1382.738 | 4.9779
1978-06-14 | 1367.583 | 4.9233
1978-06-15 | 1346.495 | 4.8474
1978-06-16 | 1331.523 | 4.7935
1978-06-17 | 1309.213 | 4.7132
1978-06-18 | 1287.066 | 4.6334
1978-06-19 | 1273.129 | 4.5833
1978-06-20 | 1257.806 | 4.5281
1978-06-21 | 1249.813 | 4.4993
1978-06-22 | 1238.234 | 4.4576
1978-06-23 | 1219.528 | 4.3903
1978-06-24 | 1190.983 | 4.2875
1978-06-25 | 1180.351 | 4.2493
1978-06-26 | 1165.552 | 4.196
1978-06-27 | 1159.24 | 4.1733
1978-06-28 | 1182.478 | 4.2569
1978-06-29 | 1181.056 | 4.2518
1978-06-30 | 1169.772 | 4.2112
1978-07-01 | 1152.939 | 4.1506
1978-07-02 | 1132.739 | 4.0779
1978-07-03 | 1121.659 | 4.038
1978-07-04 | 1120.278 | 4.033
1978-07-05 | 1120.278 | 4.033
1978-07-06 | 1120.278 | 4.033
1978-07-07 | 1120.278 | 4.033
1978-07-08 | 1114.097 | 4.0107
1978-07-09 | 1083.323 | 3.9
1978-07-10 | 1108.601 | 3.991
1978-07-11 | 1077.225 | 3.878
1978-07-12 | 1040.881 | 3.7472
1978-07-13 | 1020.265 | 3.673
1978-07-14 | 1015.638 | 3.6563
1978-07-15 | 1001.825 | 3.6066
1978-07-16 | 986.139 | 3.5501
1978-07-17 | 970.567 | 3.494
1978-07-18 | 955.107 | 3.4384
1978-07-19 | 939.761 | 3.3831
1978-07-20 | 926.421 | 3.3351
1978-07-21 | 921.998 | 3.3192
1978-07-22 | 905.647 | 3.2603
1978-07-23 | 893.778 | 3.2176
1978-07-24 | 879.511 | 3.1662
1978-07-25 | 866.569 | 3.1196
1978-07-26 | 862.889 | 3.1064
1978-07-27 | 854.944 | 3.0778
1978-07-28 | 866.585 | 3.1197
1978-07-29 | 838.56 | 3.0188
1978-07-30 | 821.084 | 2.9559
1978-07-31 | 806.764 | 2.9044
1978-08-01 | 794.324 | 2.8596
1978-08-02 | 790.787 | 2.8468
1978-08-03 | 778.468 | 2.8025
1978-08-04 | 764.493 | 2.7522
1978-08-05 | 750.634 | 2.7023
1978-08-06 | 734.625 | 2.6446
1978-08-07 | 709.196 | 2.5531
1978-08-08 | 703.59 | 2.5329
1978-08-09 | 691.914 | 2.4909
1978-08-10 | 680.317 | 2.4491
1978-08-11 | 677.022 | 2.4373
1978-08-12 | 667.179 | 2.4018
1978-08-13 | 663.912 | 2.3901
1978-08-14 | 652.542 | 2.3492
1978-08-15 | 633.324 | 2.28
1978-08-16 | 583.174 | 2.0994
1978-08-17 | 563.276 | 2.0278
1978-08-18 | 542.267 | 1.9522
1978-08-19 | 528.943 | 1.9042
1978-08-20 | 517.235 | 1.862
1978-08-21 | 505.647 | 1.8203
1978-08-22 | 495.601 | 1.7842
1978-08-23 | 492.749 | 1.7739
1978-08-24 | 482.831 | 1.7382
1978-08-25 | 471.14 | 1.6961
1978-08-26 | 457.281 | 1.6462
1978-08-27 | 445.872 | 1.6051
1978-08-28 | 435.047 | 1.5662
1978-08-29 | 424.343 | 1.5276
1978-08-30 | 415.072 | 1.4943
1978-08-31 | 413.753 | 1.4895
1978-09-01 | 411.138 | 1.4801
1978-09-02 | 395.538 | 1.4239
1978-09-03 | 392.954 | 1.4146
1978-09-04 | 391.673 | 1.41
1978-09-05 | 384.011 | 1.3824
1978-09-06 | 381.472 | 1.3733
1978-09-07 | 372.652 | 1.3415
1978-09-08 | 362.682 | 1.3057
1978-09-09 | 354.054 | 1.2746
1978-09-10 | 340.984 | 1.2275
1978-09-11 | 272.272 | 0.98018
1978-09-12 | 255.636 | 0.92029
1978-09-13 | 221.89 | 0.7988
1978-09-14 | 209.743 | 0.75507
1978-09-15 | 202.087 | 0.72751
1978-09-16 | 194.561 | 0.70042
1978-09-17 | 188.078 | 0.67708
1978-09-18 | 186.246 | 0.67049
1978-09-19 | 179.901 | 0.64764
1978-09-20 | 173.647 | 0.62513
1978-09-21 | 171.88 | 0.61877
1978-09-22 | 165.766 | 0.59676
1978-09-23 | 159.743 | 0.57507
1978-09-24 | 157.204 | 0.56593
1978-09-25 | 147.199 | 0.52992
1978-09-26 | 145.548 | 0.52397
1978-09-27 | 144.735 | 0.52105
1978-09-28 | 139.883 | 0.50358
1978-09-29 | 139.174 | 0.50103
1978-09-30 | 139.842 | 0.50343
1978-10-01 | 140.607 | 0.50619
1978-10-02 | 141.374 | 0.50895
1978-10-03 | 142.143 | 0.51171
1978-10-04 | 142.913 | 0.51449
1978-10-05 | 143.686 | 0.51727
1978-10-06 | 144.461 | 0.52006
1978-10-07 | 145.237 | 0.52285
1978-10-08 | 146.015 | 0.52565
1978-10-09 | 146.796 | 0.52847
1978-10-10 | 147.578 | 0.53128
1978-10-11 | 148.362 | 0.5341
1978-10-12 | 149.148 | 0.53693
1978-10-13 | 149.936 | 0.53977
1978-10-14 | 150.725 | 0.54261
1978-10-15 | 151.517 | 0.54546
1978-10-16 | 152.311 | 0.54832
1978-10-17 | 153.106 | 0.55118
1978-10-18 | 153.903 | 0.55405
1978-10-19 | 154.702 | 0.55693
1978-10-20 | 155.503 | 0.55981
1978-10-21 | 156.306 | 0.5627
1978-10-22 | 157.111 | 0.5656
1978-10-23 | 157.918 | 0.5685
1978-10-24 | 158.727 | 0.57142
1978-10-25 | 159.537 | 0.57433
1978-10-26 | 160.349 | 0.57726
1978-10-27 | 161.164 | 0.58019
1978-10-28 | 161.98 | 0.58313
1978-10-29 | 162.798 | 0.58607
1978-10-30 | 163.618 | 0.58902
1978-10-31 | 164.439 | 0.59198
1978-11-01 | 165.263 | 0.59495
1978-11-02 | 166.088 | 0.59792
1978-11-03 | 166.916 | 0.6009
1978-11-04 | 167.745 | 0.60388
1978-11-05 | 168.576 | 0.60687
1978-11-06 | 169.409 | 0.60987
1978-11-07 | 170.244 | 0.61288
1978-11-08 | 171.081 | 0.61589
1978-11-09 | 171.919 | 0.61891
1978-11-10 | 172.76 | 0.62194
1978-11-11 | 173.602 | 0.62497
1978-11-12 | 174.446 | 0.62801
1978-11-13 | 175.292 | 0.63105
1978-11-14 | 176.14 | 0.6341
1978-11-15 | 176.99 | 0.63716
1978-11-16 | 177.842 | 0.64023
1978-11-17 | 178.695 | 0.6433
1978-11-18 | 179.55 | 0.64638
1978-11-19 | 180.408 | 0.64947
1978-11-20 | 181.267 | 0.65256
1978-11-21 | 182.128 | 0.65566
1978-11-22 | 182.991 | 0.65877
1978-11-23 | 183.855 | 0.66188
1978-11-24 | 184.722 | 0.665
1978-11-25 | 185.59 | 0.66812
1978-11-26 | 186.46 | 0.67126
1978-11-27 | 187.332 | 0.6744
1978-11-28 | 188.206 | 0.67754
1978-11-29 | 189.082 | 0.6807
1978-11-30 | 189.96 | 0.68386
1978-12-01 | 190.839 | 0.68702
1978-12-02 | 191.721 | 0.6902
1978-12-03 | 192.604 | 0.69337
1978-12-04 | 193.489 | 0.69656
1978-12-05 | 194.376 | 0.69975
1978-12-06 | 195.264 | 0.70295
1978-12-07 | 196.155 | 0.70616
1978-12-08 | 197.048 | 0.70937
1978-12-09 | 197.942 | 0.71259
1978-12-10 | 198.838 | 0.71582
1978-12-11 | 199.736 | 0.71905
1978-12-12 | 200.636 | 0.72229
1978-12-13 | 201.537 | 0.72553
1978-12-14 | 202.441 | 0.72879
1978-12-15 | 203.346 | 0.73205
1978-12-16 | 204.253 | 0.73531
1978-12-17 | 205.162 | 0.73858
1978-12-18 | 206.073 | 0.74186
1978-12-19 | 206.986 | 0.74515
1978-12-20 | 207.9 | 0.74844
1978-12-21 | 208.817 | 0.75174
1978-12-22 | 209.62 | 0.75463
1978-12-23 | 209.735 | 0.75505
1978-12-24 | 209.735 | 0.75505
1978-12-25 | 210.704 | 0.75853
1978-12-26 | 217.528 | 0.7831
1978-12-27 | 226.452 | 0.81523
1978-12-28 | 242.03 | 0.87131
1978-12-29 | 258.744 | 0.93148
1978-12-30 | 265.175 | 0.95463
1978-12-31 | 291.923 | 1.0509
1979-01-01 | 313.157 | 1.1274
1979-01-02 | 322.857 | 1.1623
1979-01-03 | 325.21 | 1.1708
1979-01-04 | 332.317 | 1.1963
1979-01-05 | 335.503 | 1.2078
1979-01-06 | 347.96 | 1.2527
1979-01-07 | 353.647 | 1.2731
1979-01-08 | 360.205 | 1.2967
1979-01-09 | 354.054 | 1.2746
1979-01-10 | 352.827 | 1.2702
1979-01-11 | 352.827 | 1.2702
1979-01-12 | 351.608 | 1.2658
1979-01-13 | 342.314 | 1.2323
1979-01-14 | 328.761 | 1.1835
1979-01-15 | 323.25 | 1.1637
1979-01-16 | 315.844 | 1.137
1979-01-17 | 312.373 | 1.1245
1979-01-18 | 298.629 | 1.0751
1979-01-19 | 296.354 | 1.0669
1979-01-20 | 296.354 | 1.0669
1979-01-21 | 296.354 | 1.0669
1979-01-22 | 297.487 | 1.071
1979-01-23 | 304.312 | 1.0955
1979-01-24 | 306.603 | 1.1038
1979-01-25 | 313.522 | 1.1287
1979-01-26 | 314.679 | 1.1328
1979-01-27 | 315.844 | 1.137
1979-01-28 | 322.857 | 1.1623
1979-01-29 | 326.399 | 1.175
1979-01-30 | 341.916 | 1.2309
1979-01-31 | 354.07 | 1.2747
1979-02-01 | 371.41 | 1.3371
1979-02-02 | 384.026 | 1.3825
1979-02-03 | 403.323 | 1.452
1979-02-04 | 421.69 | 1.5181
1979-02-05 | 423.009 | 1.5228
1979-02-06 | 415.072 | 1.4943
1979-02-07 | 413.753 | 1.4895
1979-02-08 | 415.072 | 1.4943
1979-02-09 | 424.343 | 1.5276
1979-02-10 | 436.404 | 1.5711
1979-02-11 | 460.108 | 1.6564
1979-02-12 | 503.823 | 1.8138
1979-02-13 | 537.828 | 1.9362
1979-02-14 | 554.228 | 1.9952
1979-02-15 | 570.865 | 2.0551
1979-02-16 | 557.229 | 2.006
1979-02-17 | 564.781 | 2.0332
1979-02-18 | 576.964 | 2.0771
1979-02-19 | 590.822 | 2.127
1979-02-20 | 611.082 | 2.1999
1979-02-21 | 629.232 | 2.2652
1979-02-22 | 728.133 | 2.6213
1979-02-23 | 799.913 | 2.8797
1979-02-24 | 902.155 | 3.2478
1979-02-25 | 985.292 | 3.5471
1979-02-26 | 1138.745 | 4.0995
1979-02-27 | 1213.105 | 4.3672
1979-02-28 | 1228.158 | 4.4214
1979-03-01 | 1267.301 | 4.5623
1979-03-02 | 1278.26 | 4.6017
1979-03-03 | 1306.253 | 4.7025
1979-03-04 | 1320.339 | 4.7532
1979-03-05 | 1338.32 | 4.818
1979-03-06 | 1411.807 | 5.0825
1979-03-07 | 1438.008 | 5.1768
1979-03-08 | 1522.627 | 5.4815
1979-03-09 | 1529.709 | 5.507
1979-03-10 | 1515.728 | 5.4566
1979-03-11 | 1688.777 | 6.0796
1979-03-12 | 1753.851 | 6.3139
1979-03-13 | 1789.553 | 6.4424
1979-03-14 | 1798.1 | 6.4732
1979-03-15 | 1818.702 | 6.5473
1979-03-16 | 1845.67 | 6.6444
1979-03-17 | 1988.453 | 7.1584
1979-03-18 | 2023.387 | 7.2842
1979-03-19 | 2097.215 | 7.55
1979-03-20 | 2163.772 | 7.7896
1979-03-21 | 2205.843 | 7.941
1979-03-22 | 2211.475 | 7.9613
1979-03-23 | 2211.475 | 7.9613
1979-03-24 | 2217.134 | 7.9817
1979-03-25 | 2251.162 | 8.1042
1979-03-26 | 2266.378 | 8.159
1979-03-27 | 2324.755 | 8.3691
1979-03-28 | 2365.499 | 8.5158
1979-03-29 | 2520.033 | 9.0721
1979-03-30 | 2564.045 | 9.2306
1979-03-31 | 2683.078 | 9.6591
1979-04-01 | 2757.401 | 9.9266
1979-04-02 | 2766.749 | 9.9603
1979-04-03 | 2763.627 | 9.9491
1979-04-04 | 2741.801 | 9.8705
1979-04-05 | 2720.046 | 9.7922
1979-04-06 | 2716.943 | 9.781
1979-04-07 | 2713.846 | 9.7698
1979-04-08 | 2692.2 | 9.6919
1979-04-09 | 2670.625 | 9.6143
1979-04-10 | 2666.523 | 9.5995
1979-04-11 | 2658.334 | 9.57
1979-04-12 | 2645.048 | 9.5222
1979-04-13 | 2643.006 | 9.5148
1979-04-14 | 2636.896 | 9.4928
1979-04-15 | 2597.282 | 9.3502
1979-04-16 | 2570.006 | 9.252
1979-04-17 | 2548.884 | 9.176
1979-04-18 | 2562.014 | 9.2233
1979-04-19 | 2640.057 | 9.5042
1979-04-20 | 2540.954 | 9.1474
1979-04-21 | 2521.847 | 9.0786
1979-04-22 | 2518.853 | 9.0679
1979-04-23 | 2497.932 | 8.9926
1979-04-24 | 2477.083 | 8.9175
1979-04-25 | 2468.181 | 8.8855
1979-04-26 | 2432.689 | 8.7577
1979-04-27 | 2423.846 | 8.7258
1979-04-28 | 2403.289 | 8.6518
1979-04-29 | 2379.889 | 8.5676
1979-04-30 | 2359.496 | 8.4942
1979-05-01 | 2356.587 | 8.4837
1979-05-02 | 2353.685 | 8.4733
1979-05-03 | 2330.519 | 8.3899
1979-05-04 | 2289.256 | 8.2413
1979-05-05 | 2260.65 | 8.1383
1979-05-06 | 2245.503 | 8.0838
1979-05-07 | 2177.762 | 7.8399
1979-05-08 | 2163.732 | 7.7894
1979-05-09 | 2146.994 | 7.7292
1979-05-10 | 2138.655 | 7.6992
1979-05-11 | 2104.497 | 7.5762
1979-05-12 | 2088.883 | 7.52
1979-05-13 | 2057.824 | 7.4082
1979-05-14 | 2034.209 | 7.3232
1979-05-15 | 2012.525 | 7.2451
1979-05-16 | 1989.159 | 7.161
1979-05-17 | 1956.117 | 7.042
1979-05-18 | 1930.383 | 6.9494
1979-05-19 | 1923.314 | 6.9239
1979-05-20 | 1901.301 | 6.8447
1979-05-21 | 1889.024 | 6.8005
1979-05-22 | 1867.189 | 6.7219
1979-05-23 | 1863.702 | 6.7093
1979-05-24 | 1868.937 | 6.7282
1979-05-25 | 1886.456 | 6.7912
1979-05-26 | 1808.454 | 6.5104
1979-05-27 | 1792.109 | 6.4516
1979-05-28 | 1776.751 | 6.3963
1979-05-29 | 1766.566 | 6.3596
1979-05-30 | 1719.3 | 6.1895
1979-05-31 | 1698.366 | 6.1141
1979-06-01 | 1676.737 | 6.0363
1979-06-02 | 1670.108 | 6.0124
1979-06-03 | 1650.293 | 5.9411
1979-06-04 | 1641.256 | 5.9085
1979-06-05 | 1606.114 | 5.782
1979-06-06 | 1589.886 | 5.7236
1979-06-07 | 1553.65 | 5.5931
1979-06-08 | 1536.06 | 5.5298
1979-06-09 | 1517.783 | 5.464
1979-06-10 | 1498.816 | 5.3957
1979-06-11 | 1479.957 | 5.3278
1979-06-12 | 1461.207 | 5.2603
1979-06-13 | 1442.566 | 5.1932
1979-06-14 | 1420.97 | 5.1155
1979-06-15 | 1385.028 | 4.9861
1979-06-16 | 1368.337 | 4.926
1979-06-17 | 1351 | 4.8636
1979-06-18 | 1332.272 | 4.7962
1979-06-19 | 1312.171 | 4.7238
1979-06-20 | 1306.982 | 4.7051
1979-06-21 | 1293.686 | 4.6573
1979-06-22 | 1287.069 | 4.6334
1979-06-23 | 1258.547 | 4.5308
1979-06-24 | 1239.679 | 4.4628
1979-06-25 | 1226.7 | 4.4161
1979-06-26 | 1212.351 | 4.3645
1979-06-27 | 1208.774 | 4.3516
1979-06-28 | 1198.792 | 4.3157
1979-06-29 | 1184.605 | 4.2646
1979-06-30 | 1155.744 | 4.1607
1979-07-01 | 1138.985 | 4.1003
1979-07-02 | 1134.816 | 4.0853
1979-07-03 | 1120.284 | 4.033
1979-07-04 | 1103.776 | 3.9736
1979-07-05 | 1087.38 | 3.9146
1979-07-06 | 1073.12 | 3.8632
1979-07-07 | 1060.369 | 3.8173
1979-07-08 | 994.702 | 3.5809
1979-07-09 | 972.503 | 3.501
1979-07-10 | 970.56 | 3.494
1979-07-11 | 968.624 | 3.487
1979-07-12 | 957.029 | 3.4453
1979-07-13 | 951.901 | 3.4268
1979-07-14 | 930.236 | 3.3488
1979-07-15 | 911.918 | 3.2829
1979-07-16 | 905.65 | 3.2603
1979-07-17 | 883.227 | 3.1796
1979-07-18 | 877.653 | 3.1596
1979-07-19 | 865.344 | 3.1152
1979-07-20 | 853.724 | 3.0734
1979-07-21 | 836.126 | 3.0101
1979-07-22 | 822.878 | 2.9624
1979-07-23 | 819.283 | 2.9494
1979-07-24 | 808.543 | 2.9108
1979-07-25 | 803.206 | 2.8915
1979-07-26 | 781.984 | 2.8151
1979-07-27 | 776.711 | 2.7962
1979-07-28 | 764.493 | 2.7522
1979-07-29 | 752.355 | 2.7085
1979-07-30 | 748.333 | 2.694
1979-07-31 | 731.21 | 2.6324
1979-08-01 | 706.959 | 2.5451
1979-08-02 | 693.573 | 2.4969
1979-08-03 | 690.248 | 2.4849
1979-08-04 | 678.673 | 2.4432
1979-08-05 | 665.549 | 2.396
1979-08-06 | 652.542 | 2.3492
1979-08-07 | 641.252 | 2.3085
1979-08-08 | 638.044 | 2.297
1979-08-09 | 628.464 | 2.2625
1979-08-10 | 623.707 | 2.2453
1979-08-11 | 604.812 | 2.1773
1979-08-12 | 600.122 | 2.1604
1979-08-13 | 589.266 | 2.1214
1979-08-14 | 578.491 | 2.0826
1979-08-15 | 575.43 | 2.0715
1979-08-16 | 564.781 | 2.0332
1979-08-17 | 552.716 | 1.9898
1979-08-18 | 540.77 | 1.9468
1979-08-19 | 528.943 | 1.9042
1979-08-20 | 518.688 | 1.8673
1979-08-21 | 515.776 | 1.8568
1979-08-22 | 506.126 | 1.8221
1979-08-23 | 497.035 | 1.7893
1979-08-24 | 483.304 | 1.7399
1979-08-25 | 471.602 | 1.6978
1979-08-26 | 460.495 | 1.6578
1979-08-27 | 443.693 | 1.5973
1979-08-28 | 399.914 | 1.4397
1979-08-29 | 392.099 | 1.4116
1979-08-30 | 385.71 | 1.3886
1979-08-31 | 376.003 | 1.3536
1979-09-01 | 365.992 | 1.3176
1979-09-02 | 357.328 | 1.2864
1979-09-03 | 354.465 | 1.2761
1979-09-04 | 343.918 | 1.2381
1979-09-05 | 337.491 | 1.215
1979-09-06 | 336.691 | 1.2121
1979-09-07 | 333.918 | 1.2021
1979-09-08 | 316.252 | 1.1385
1979-09-09 | 305.462 | 1.0997
1979-09-10 | 297.864 | 1.0723
1979-09-11 | 298.995 | 1.0764
1979-09-12 | 298.995 | 1.0764
1979-09-13 | 296.731 | 1.0682
1979-09-14 | 296.354 | 1.0669
1979-09-15 | 295.977 | 1.0655
1979-09-16 | 293.723 | 1.0574
1979-09-17 | 293.348 | 1.0561
1979-09-18 | 293.348 | 1.0561
1979-09-19 | 292.974 | 1.0547
1979-09-20 | 290.73 | 1.0466
1979-09-21 | 290.356 | 1.0453
1979-09-22 | 289.984 | 1.0439
1979-09-23 | 287.75 | 1.0359
1979-09-24 | 287.379 | 1.0346
1979-09-25 | 287.379 | 1.0346
1979-09-26 | 287.008 | 1.0332
1979-09-27 | 284.416 | 1.0239
1979-09-28 | 281.834 | 1.0146
1979-09-29 | 281.466 | 1.0133
1979-09-30 | 301.355 | 1.0849
1979-10-01 | 426.02 | 1.5337
1979-10-02 | 438.642 | 1.5791
1979-10-03 | 427.897 | 1.5404
1979-10-04 | 417.274 | 1.5022
1979-10-05 | 406.773 | 1.4644
1979-10-06 | 397.25 | 1.4301
1979-10-07 | 392.101 | 1.4116
1979-10-08 | 383.166 | 1.3794
1979-10-09 | 375.581 | 1.3521
1979-10-10 | 367.231 | 1.322
1979-10-11 | 365.984 | 1.3175
1979-10-12 | 364.744 | 1.3131
1979-10-13 | 357.328 | 1.2864
1979-10-14 | 354.872 | 1.2775
1979-10-15 | 346.339 | 1.2468
1979-10-16 | 337.892 | 1.2164
1979-10-17 | 336.691 | 1.2121
1979-10-18 | 336.691 | 1.2121
1979-10-19 | 336.691 | 1.2121
1979-10-20 | 334.706 | 1.2049
1979-10-21 | 322.472 | 1.1609
1979-10-22 | 317.783 | 1.144
1979-10-23 | 315.067 | 1.1342
1979-10-24 | 313.907 | 1.1301
1979-10-25 | 309.284 | 1.1134
1979-10-26 | 308.132 | 1.1093
1979-10-27 | 304.695 | 1.0969
1979-10-28 | 297.487 | 1.071
1979-10-29 | 295.228 | 1.0628
1979-10-30 | 288.497 | 1.0386
1979-10-31 | 287.379 | 1.0346
1979-11-01 | 287.379 | 1.0346
1979-11-02 | 286.638 | 1.0319
1979-11-03 | 280.739 | 1.0107
1979-11-04 | 271.258 | 0.97653
1979-11-05 | 268.729 | 0.96742
1979-11-06 | 262.282 | 0.94422
1979-11-07 | 260.149 | 0.93654
1979-11-08 | 253.797 | 0.91367
1979-11-09 | 252.742 | 0.90987
1979-11-10 | 253.797 | 0.91367
1979-11-11 | 260.149 | 0.93654
1979-11-12 | 261.211 | 0.94036
1979-11-13 | 261.211 | 0.94036
1979-11-14 | 260.502 | 0.93781
1979-11-15 | 256.257 | 0.92253
1979-11-16 | 256.257 | 0.92253
1979-11-17 | 260.502 | 0.93781
1979-11-18 | 262.282 | 0.94422
1979-11-19 | 268.729 | 0.96742
1979-11-20 | 272.355 | 0.98048
1979-11-21 | 288.514 | 1.0387
1979-11-22 | 295.602 | 1.0642
1979-11-23 | 297.487 | 1.071
1979-11-24 | 302.414 | 1.0887
1979-11-25 | 292.981 | 1.0547
1979-11-26 | 295.602 | 1.0642
1979-11-27 | 296.354 | 1.0669
1979-11-28 | 297.487 | 1.071
1979-11-29 | 304.312 | 1.0955
1979-11-30 | 307.76 | 1.1079
1979-12-01 | 323.268 | 1.1638
1979-12-02 | 337.512 | 1.215
1979-12-03 | 355.713 | 1.2806
1979-12-04 | 374.788 | 1.3492
1979-12-05 | 403.767 | 1.4536
1979-12-06 | 415.95 | 1.4974
1979-12-07 | 417.267 | 1.5022
1979-12-08 | 417.267 | 1.5022
1979-12-09 | 417.267 | 1.5022
1979-12-10 | 421.262 | 1.5165
1979-12-11 | 445.893 | 1.6052
1979-12-12 | 454.988 | 1.638
1979-12-13 | 472.557 | 1.7012
1979-12-14 | 498.989 | 1.7964
1979-12-15 | 532.932 | 1.9186
1979-12-16 | 565.818 | 2.0369
1979-12-17 | 579.512 | 2.0862
1979-12-18 | 581.044 | 2.0918
1979-12-19 | 579.512 | 2.0862
1979-12-20 | 570.345 | 2.0532
1979-12-21 | 568.821 | 2.0478
1979-12-22 | 570.345 | 2.0532
1979-12-23 | 579.512 | 2.0862
1979-12-24 | 581.044 | 2.0918
1979-12-25 | 581.044 | 2.0918
1979-12-26 | 581.044 | 2.0918
1979-12-27 | 581.044 | 2.0918
1979-12-28 | 582.583 | 2.0973
1979-12-29 | 591.839 | 2.1306
1979-12-30 | 593.902 | 2.138
1979-12-31 | 597.935 | 2.1526
1980-01-01 | 604.958 | 2.1778
1980-01-02 | 612.43 | 2.2047
1980-01-03 | 619.944 | 2.2318
1980-01-04 | 627.499 | 2.259
1980-01-05 | 635.097 | 2.2863
1980-01-06 | 642.735 | 2.3138
1980-01-07 | 650.416 | 2.3415
1980-01-08 | 658.138 | 2.3693
1980-01-09 | 665.901 | 2.3972
1980-01-10 | 673.706 | 2.4253
1980-01-11 | 681.553 | 2.4536
1980-01-12 | 689.44 | 2.482
1980-01-13 | 697.369 | 2.5105
1980-01-14 | 705.34 | 2.5392
1980-01-15 | 713.351 | 2.5681
1980-01-16 | 721.404 | 2.5971
1980-01-17 | 729.498 | 2.6262
1980-01-18 | 737.633 | 2.6555
1980-01-19 | 745.809 | 2.6849
1980-01-20 | 754.026 | 2.7145
1980-01-21 | 762.285 | 2.7442
1980-01-22 | 770.584 | 2.7741
1980-01-23 | 778.924 | 2.8041
1980-01-24 | 787.305 | 2.8343
1980-01-25 | 795.727 | 2.8646
1980-01-26 | 804.189 | 2.8951
1980-01-27 | 812.693 | 2.9257
1980-01-28 | 821.237 | 2.9565
1980-01-29 | 829.822 | 2.9874
1980-01-30 | 838.447 | 3.0184
1980-01-31 | 847.113 | 3.0496
1980-02-01 | 855.82 | 3.081
1980-02-02 | 864.567 | 3.1124
1980-02-03 | 873.355 | 3.1441
1980-02-04 | 882.183 | 3.1759
1980-02-05 | 891.052 | 3.2078
1980-02-06 | 899.961 | 3.2399
1980-02-07 | 908.91 | 3.2721
1980-02-08 | 917.9 | 3.3044
1980-02-09 | 926.93 | 3.3369
1980-02-10 | 936 | 3.3696
1980-02-11 | 945.111 | 3.4024
1980-02-12 | 954.261 | 3.4353
1980-02-13 | 963.452 | 3.4684
1980-02-14 | 972.683 | 3.5017
1980-02-15 | 981.954 | 3.535
1980-02-16 | 991.265 | 3.5686
1980-02-17 | 1000.616 | 3.6022
1980-02-18 | 1010.007 | 3.636
1980-02-19 | 1019.439 | 3.67
1980-02-20 | 1028.91 | 3.7041
1980-02-21 | 1038.42 | 3.7383
1980-02-22 | 1047.971 | 3.7727
1980-02-23 | 1057.562 | 3.8072
1980-02-24 | 1067.192 | 3.8419
1980-02-25 | 1076.862 | 3.8767
1980-02-26 | 1086.572 | 3.9117
1980-02-27 | 1096.321 | 3.9468
1980-02-28 | 1106.11 | 3.982
1980-02-29 | 1115.939 | 4.0174
1980-03-01 | 1124.57 | 4.0485
1980-03-02 | 1127.884 | 4.0604
1980-03-03 | 1150.202 | 4.1407
1980-03-04 | 1221.088 | 4.3959
1980-03-05 | 1290.06 | 4.6442
1980-03-06 | 1326.399 | 4.775
1980-03-07 | 1412.606 | 5.0854
1980-03-08 | 1451.156 | 5.2242
1980-03-09 | 1524.205 | 5.4871
1980-03-10 | 1571.345 | 5.6568
1980-03-11 | 1618.339 | 5.826
1980-03-12 | 1624.061 | 5.8466
1980-03-13 | 1671.788 | 6.0184
1980-03-14 | 1685.88 | 6.0692
1980-03-15 | 1723.49 | 6.2046
1980-03-16 | 1741.152 | 6.2681
1980-03-17 | 1723.474 | 6.2045
1980-03-18 | 1720.112 | 6.1924
1980-03-19 | 1723.474 | 6.2045
1980-03-20 | 1743.684 | 6.2773
1980-03-21 | 1743.684 | 6.2773
1980-03-22 | 1723.474 | 6.2045
1980-03-23 | 1719.273 | 6.1894
1980-03-24 | 1711.734 | 6.1622
1980-03-25 | 1694.195 | 6.0991
1980-03-26 | 1679.226 | 6.0452
1980-03-27 | 1662.662 | 5.9856
1980-03-28 | 1657.709 | 5.9678
1980-03-29 | 1642.888 | 5.9144
1980-03-30 | 1640.421 | 5.9055
1980-03-31 | 1640.421 | 5.9055
1980-04-01 | 1642.888 | 5.9144
1980-04-02 | 1657.709 | 5.9678
1980-04-03 | 1660.182 | 5.9767
1980-04-04 | 1662.663 | 5.9856
1980-04-05 | 1677.564 | 6.0392
1980-04-06 | 1682.545 | 6.0572
1980-04-07 | 1698.362 | 6.1141
1980-04-08 | 1705.875 | 6.1411
1980-04-09 | 1706.71 | 6.1442
1980-04-10 | 1706.71 | 6.1442
1980-04-11 | 1706.71 | 6.1442
1980-04-12 | 1713.423 | 6.1683
1980-04-13 | 1758.092 | 6.3291
1980-04-14 | 1790.404 | 6.4455
1980-04-15 | 1794.672 | 6.4608
1980-04-16 | 1811.93 | 6.5229
1980-04-17 | 1926.145 | 6.9341
1980-04-18 | 2008.976 | 7.2323
1980-04-19 | 2059.654 | 7.4148
1980-04-20 | 2085.216 | 7.5068
1980-04-21 | 2101.73 | 7.5662
1980-04-22 | 2085.216 | 7.5068
1980-04-23 | 2062.376 | 7.4246
1980-04-24 | 2035.117 | 7.3264
1980-04-25 | 2008.934 | 7.2322
1980-04-26 | 1965.92 | 7.0773
1980-04-27 | 1938.361 | 6.9781
1980-04-28 | 1900.436 | 6.8416
1980-04-29 | 1870.682 | 6.7345
1980-04-30 | 1846.338 | 6.6468
1980-05-01 | 1842.869 | 6.6343
1980-05-02 | 1840.274 | 6.625
1980-05-03 | 1821.289 | 6.5566
1980-05-04 | 1798.099 | 6.4732
1980-05-05 | 1794.672 | 6.4608
1980-05-06 | 1794.672 | 6.4608
1980-05-07 | 1794.672 | 6.4608
1980-05-08 | 1794.672 | 6.4608
1980-05-09 | 1792.109 | 6.4516
1980-05-10 | 1773.353 | 6.3841
1980-05-11 | 1750.444 | 6.3016
1980-05-12 | 1744.526 | 6.2803
1980-05-13 | 1729.356 | 6.2257
1980-05-14 | 1724.312 | 6.2075
1980-05-15 | 1709.222 | 6.1532
1980-05-16 | 1703.372 | 6.1321
1980-05-17 | 1681.719 | 6.0542
1980-05-18 | 1663.5 | 5.9886
1980-05-19 | 1630.594 | 5.8701
1980-05-20 | 1615.872 | 5.8171
1980-05-21 | 1611.798 | 5.8025
1980-05-22 | 1596.356 | 5.7469
1980-05-23 | 1586.638 | 5.7119
1980-05-24 | 1568.894 | 5.648
1980-05-25 | 1549.637 | 5.5787
1980-05-26 | 1529.695 | 5.5069
1980-05-27 | 1510.655 | 5.4384
1980-05-28 | 1521.744 | 5.4783
1980-05-29 | 1524.123 | 5.4868
1980-05-30 | 1513.864 | 5.4499
1980-05-31 | 1452.691 | 5.2297
1980-06-01 | 1440.239 | 5.1849
1980-06-02 | 1422.501 | 5.121
1980-06-03 | 1396.443 | 5.0272
1980-06-04 | 1388.053 | 4.997
1980-06-05 | 1384.255 | 4.9833
1980-06-06 | 1366.069 | 4.9178
1980-06-07 | 1359.28 | 4.8934
1980-06-08 | 1335.262 | 4.8069
1980-06-09 | 1319.6 | 4.7506
1980-06-10 | 1300.328 | 4.6812
1980-06-11 | 1292.957 | 4.6546
1980-06-12 | 1263.649 | 4.5491
1980-06-13 | 1241.848 | 4.4707
1980-06-14 | 1236.787 | 4.4524
1980-06-15 | 1223.822 | 4.4058
1980-06-16 | 1218.799 | 4.3877
1980-06-17 | 1199.51 | 4.3182
1980-06-18 | 1182.473 | 4.2569
1980-06-19 | 1168.37 | 4.2061
1980-06-20 | 1145.954 | 4.1254
1980-06-21 | 1140.377 | 4.1054
1980-06-22 | 1127.192 | 4.0579
1980-06-23 | 1119.589 | 4.0305
1980-06-24 | 1107.893 | 3.9884
1980-06-25 | 1089.422 | 3.9219
1980-06-26 | 1081.255 | 3.8925
1980-06-27 | 1072.442 | 3.8608
1980-06-28 | 1068.39 | 3.8462
1980-06-29 | 1052.236 | 3.788
1980-06-30 | 1047.543 | 3.7712
1980-07-01 | 1035.526 | 3.7279
1980-07-02 | 1031.534 | 3.7135
1980-07-03 | 1019.601 | 3.6706
1980-07-04 | 1013.011 | 3.6468
1980-07-05 | 982.903 | 3.5385
1980-07-06 | 962.821 | 3.4662
1980-07-07 | 958.314 | 3.4499
1980-07-08 | 944.864 | 3.4015
1980-07-09 | 928.962 | 3.3443
1980-07-10 | 910.039 | 3.2761
1980-07-11 | 896.268 | 3.2266
1980-07-12 | 891.91 | 3.2109
1980-07-13 | 877.037 | 3.1573
1980-07-14 | 874.565 | 3.1484
1980-07-15 | 872.719 | 3.1418
1980-07-16 | 859.832 | 3.0954
1980-07-17 | 844.602 | 3.0406
1980-07-18 | 826.487 | 2.9754
1980-07-19 | 811.525 | 2.9215
1980-07-20 | 799.051 | 2.8766
1980-07-21 | 794.916 | 2.8617
1980-07-22 | 779.056 | 2.8046
1980-07-23 | 766.229 | 2.7584
1980-07-24 | 762.75 | 2.7459
1980-07-25 | 751.781 | 2.7064
1980-07-26 | 744.889 | 2.6816
1980-07-27 | 732.334 | 2.6364
1980-07-28 | 718.184 | 2.5855
1980-07-29 | 703.034 | 2.5309
1980-07-30 | 699.13 | 2.5169
1980-07-31 | 687.487 | 2.475
1980-08-01 | 675.925 | 2.4333
1980-08-02 | 672.094 | 2.4195
1980-08-03 | 657.408 | 2.3667
1980-08-04 | 644.469 | 2.3201
1980-08-05 | 633.786 | 2.2816
1980-08-06 | 616.85 | 2.2207
1980-08-07 | 615.794 | 2.2169
1980-08-08 | 621.597 | 2.2377
1980-08-09 | 601.173 | 2.1642
1980-08-10 | 595.974 | 2.1455
1980-08-11 | 585.152 | 2.1065
1980-08-12 | 572.384 | 2.0606
1980-08-13 | 557.229 | 2.006
1980-08-14 | 546.226 | 1.9664
1980-08-15 | 543.244 | 1.9557
1980-08-16 | 534.344 | 1.9236
1980-08-17 | 530.903 | 1.9113
1980-08-18 | 519.176 | 1.869
1980-08-19 | 515.776 | 1.8568
1980-08-20 | 505.868 | 1.8211
1980-08-21 | 495.933 | 1.7854
1980-08-22 | 486.308 | 1.7507
1980-08-23 | 476.768 | 1.7164
1980-08-24 | 467.314 | 1.6823
1980-08-25 | 457.946 | 1.6486
1980-08-26 | 448.666 | 1.6152
1980-08-27 | 439.471 | 1.5821
1980-08-28 | 430.364 | 1.5493
1980-08-29 | 421.344 | 1.5168
1980-08-30 | 412.41 | 1.4847
1980-08-31 | 403.564 | 1.4528
1980-09-01 | 394.806 | 1.4213
1980-09-02 | 386.786 | 1.3924
1980-09-03 | 381.896 | 1.3748
1980-09-04 | 368.541 | 1.3267
1980-09-05 | 339.953 | 1.2238
1980-09-06 | 359.824 | 1.2954
1980-09-07 | 353.246 | 1.2717
1980-09-08 | 343.512 | 1.2366
1980-09-09 | 335.901 | 1.2092
1980-09-10 | 324.823 | 1.1694
1980-09-11 | 318.173 | 1.1454
1980-09-12 | 315.067 | 1.1342
1980-09-13 | 314.679 | 1.1328
1980-09-14 | 312.373 | 1.1245
1980-09-15 | 297.877 | 1.0724
1980-09-16 | 290.732 | 1.0466
1980-09-17 | 286.64 | 1.0319
1980-09-18 | 279.632 | 1.0067
1980-09-19 | 277.436 | 0.99877
1980-09-20 | 270.894 | 0.97522
1980-09-21 | 268.729 | 0.96742
1980-09-22 | 261.219 | 0.94039
1980-09-23 | 252.75 | 0.9099
1980-09-24 | 244.067 | 0.87864
1980-09-25 | 234.836 | 0.84541
1980-09-26 | 232.804 | 0.83809
1980-09-27 | 228.105 | 0.82118
1980-09-28 | 222.786 | 0.80203
1980-09-29 | 217.524 | 0.78309
1980-09-30 | 212.964 | 0.76667
1980-10-01 | 212.316 | 0.76434
1980-10-02 | 211.029 | 0.7597
1980-10-03 | 202.721 | 0.7298
1980-10-04 | 197.362 | 0.7105
1980-10-05 | 194.245 | 0.69928
1980-10-06 | 189.307 | 0.68151
1980-10-07 | 183.209 | 0.65955
1980-10-08 | 182.3 | 0.65628
1980-10-09 | 182.3 | 0.65628
1980-10-10 | 181.1 | 0.65196
1980-10-11 | 173.358 | 0.62409
1980-10-12 | 168.661 | 0.60718
1980-10-13 | 167.497 | 0.60299
1980-10-14 | 163.743 | 0.58947
1980-10-15 | 161.449 | 0.58122
1980-10-16 | 161.164 | 0.58019
1980-10-17 | 160.03 | 0.57611
1980-10-18 | 153.271 | 0.55178
1980-10-19 | 152.152 | 0.54775
1980-10-20 | 152.152 | 0.54775
1980-10-21 | 152.152 | 0.54775
1980-10-22 | 153.271 | 0.55178
1980-10-23 | 160.03 | 0.57611
1980-10-24 | 161.164 | 0.58019
1980-10-25 | 161.164 | 0.58019
1980-10-26 | 161.164 | 0.58019
1980-10-27 | 160.03 | 0.57611
1980-10-28 | 153.271 | 0.55178
1980-10-29 | 152.152 | 0.54775
1980-10-30 | 152.152 | 0.54775
1980-10-31 | 152.278 | 0.5482
1980-11-01 | 153.164 | 0.55139
1980-11-02 | 154.179 | 0.55504
1980-11-03 | 155.198 | 0.55871
1980-11-04 | 156.219 | 0.56239
1980-11-05 | 157.243 | 0.56607
1980-11-06 | 158.271 | 0.56978
1980-11-07 | 159.301 | 0.57348
1980-11-08 | 160.335 | 0.57721
1980-11-09 | 161.371 | 0.58094
1980-11-10 | 162.411 | 0.58468
1980-11-11 | 163.454 | 0.58843
1980-11-12 | 164.499 | 0.5922
1980-11-13 | 165.548 | 0.59597
1980-11-14 | 166.6 | 0.59976
1980-11-15 | 167.655 | 0.60356
1980-11-16 | 168.712 | 0.60736
1980-11-17 | 169.773 | 0.61118
1980-11-18 | 170.837 | 0.61501
1980-11-19 | 171.904 | 0.61885
1980-11-20 | 172.974 | 0.62271
1980-11-21 | 174.047 | 0.62657
1980-11-22 | 175.123 | 0.63044
1980-11-23 | 176.202 | 0.63433
1980-11-24 | 177.284 | 0.63822
1980-11-25 | 178.369 | 0.64213
1980-11-26 | 179.457 | 0.64605
1980-11-27 | 180.548 | 0.64997
1980-11-28 | 181.642 | 0.65391
1980-11-29 | 182.739 | 0.65786
1980-11-30 | 183.84 | 0.66182
1980-12-01 | 184.943 | 0.66579
1980-12-02 | 186.049 | 0.66978
1980-12-03 | 187.019 | 0.67327
1980-12-04 | 186.246 | 0.67049
1980-12-05 | 180.797 | 0.65087
1980-12-06 | 179.893 | 0.64761
1980-12-07 | 179.893 | 0.64761
1980-12-08 | 179.893 | 0.64761
1980-12-09 | 180.611 | 0.6502
1980-12-10 | 185.662 | 0.66838
1980-12-11 | 191.509 | 0.68943
1980-12-12 | 197.438 | 0.71078
1980-12-13 | 203.449 | 0.73242
1980-12-14 | 209.542 | 0.75435
1980-12-15 | 215.717 | 0.77658
1980-12-16 | 221.974 | 0.79911
1980-12-17 | 228.312 | 0.82192
1980-12-18 | 234.731 | 0.84503
1980-12-19 | 241.232 | 0.86844
1980-12-20 | 247.813 | 0.89213
1980-12-21 | 254.474 | 0.91611
1980-12-22 | 261.795 | 0.94246
1980-12-23 | 271.258 | 0.97653
1980-12-24 | 274.892 | 0.98961
1980-12-25 | 288.507 | 1.0386
1980-12-26 | 293.349 | 1.0561
1980-12-27 | 295.977 | 1.0655
1980-12-28 | 297.487 | 1.071
1980-12-29 | 304.312 | 1.0955
1980-12-30 | 310.49 | 1.1178
1980-12-31 | 343.59 | 1.2369
1981-01-01 | 366.015 | 1.3177
1981-01-02 | 384.874 | 1.3855
1981-01-03 | 395.1 | 1.4224
1981-01-04 | 396.386 | 1.427
1981-01-05 | 396.386 | 1.427
1981-01-06 | 395.957 | 1.4254
1981-01-07 | 394.24 | 1.4193
1981-01-08 | 400.27 | 1.441
1981-01-09 | 412.467 | 1.4849
1981-01-10 | 436.867 | 1.5727
1981-01-11 | 451.328 | 1.6248
1981-01-12 | 453.149 | 1.6313
1981-01-13 | 453.149 | 1.6313
1981-01-14 | 454.065 | 1.6346
1981-01-15 | 460.029 | 1.6561
1981-01-16 | 463.715 | 1.6694
1981-01-17 | 465.102 | 1.6744
1981-01-18 | 470.666 | 1.6944
1981-01-19 | 472.995 | 1.7028
1981-01-20 | 481.887 | 1.7348
1981-01-21 | 488.492 | 1.7586
1981-01-22 | 504.694 | 1.8169
1981-01-23 | 517.236 | 1.862
1981-01-24 | 527.469 | 1.8989
1981-01-25 | 528.936 | 1.9042
1981-01-26 | 530.41 | 1.9095
1981-01-27 | 539.776 | 1.9432
1981-01-28 | 545.23 | 1.9628
1981-01-29 | 559.306 | 2.0135
1981-01-30 | 592.563 | 2.1332
1981-01-31 | 518.911 | 1.8681
1981-02-01 | 505.64 | 1.8203
1981-02-02 | 505.64 | 1.8203
1981-02-03 | 506.121 | 1.822
1981-02-04 | 509.973 | 1.8359
1981-02-05 | 518.207 | 1.8655
1981-02-06 | 533.374 | 1.9201
1981-02-07 | 554.246 | 1.9953
1981-02-08 | 582.092 | 2.0955
1981-02-09 | 594.947 | 2.1418
1981-02-10 | 613.18 | 2.2074
1981-02-11 | 628.479 | 2.2625
1981-02-12 | 649.312 | 2.3375
1981-02-13 | 656.877 | 2.3648
1981-02-14 | 686.973 | 2.4731
1981-02-15 | 717.072 | 2.5815
1981-02-16 | 738.044 | 2.657
1981-02-17 | 761.021 | 2.7397
1981-02-18 | 775.649 | 2.7923
1981-02-19 | 849.629 | 3.0587
1981-02-20 | 901.306 | 3.2447
1981-02-21 | 930.244 | 3.3489
1981-02-22 | 960.918 | 3.4593
1981-02-23 | 996.615 | 3.5878
1981-02-24 | 1035.581 | 3.7281
1981-02-25 | 1085.388 | 3.9074
1981-02-26 | 1123.061 | 4.043
1981-02-27 | 1143.868 | 4.1179
1981-02-28 | 1179.759 | 4.2471
1981-03-01 | 1260.809 | 4.5389
1981-03-02 | 1280.473 | 4.6097
1981-03-03 | 1318.871 | 4.7479
1981-03-04 | 1318.108 | 4.7452
1981-03-05 | 1351.338 | 4.8648
1981-03-06 | 1495.963 | 5.3855
1981-03-07 | 1451.989 | 5.2272
1981-03-08 | 1522.627 | 5.4815
1981-03-09 | 1529.709 | 5.507
1981-03-10 | 1515.728 | 5.4566
1981-03-11 | 1688.777 | 6.0796
1981-03-12 | 1753.851 | 6.3139
1981-03-13 | 1789.553 | 6.4424
1981-03-14 | 1798.1 | 6.4732
1981-03-15 | 1818.702 | 6.5473
1981-03-16 | 1845.67 | 6.6444
1981-03-17 | 1988.453 | 7.1584
1981-03-18 | 2023.387 | 7.2842
1981-03-19 | 2097.215 | 7.55
1981-03-20 | 2163.772 | 7.7896
1981-03-21 | 2205.843 | 7.941
1981-03-22 | 2211.475 | 7.9613
1981-03-23 | 2211.475 | 7.9613
1981-03-24 | 2217.134 | 7.9817
1981-03-25 | 2251.162 | 8.1042
1981-03-26 | 2266.378 | 8.159
1981-03-27 | 2323.79 | 8.3656
1981-03-28 | 2359.691 | 8.4949
1981-03-29 | 2519.049 | 9.0686
1981-03-30 | 2564.045 | 9.2306
1981-03-31 | 2506.574 | 9.0237
1981-04-01 | 1586.204 | 5.7103
1981-04-02 | 1430.196 | 5.1487
1981-04-03 | 1417.877 | 5.1044
1981-04-04 | 1403.32 | 5.052
1981-04-05 | 1376.672 | 4.956
1981-04-06 | 1357.02 | 4.8853
1981-04-07 | 1338.999 | 4.8204
1981-04-08 | 1321.83 | 4.7586
1981-04-09 | 1307.727 | 4.7078
1981-04-10 | 1286.333 | 4.6308
1981-04-11 | 1267.287 | 4.5622
1981-04-12 | 1246.194 | 4.4863
1981-04-13 | 1233.9 | 4.442
1981-04-14 | 1227.416 | 4.4187
1981-04-15 | 1222.383 | 4.4006
1981-04-16 | 1216.658 | 4.38
1981-04-17 | 1186.73 | 4.2722
1981-04-18 | 1178.235 | 4.2416
1981-04-19 | 1153.648 | 4.1531
1981-04-20 | 1127.202 | 4.0579
1981-04-21 | 1110.638 | 3.9983
1981-04-22 | 1100.356 | 3.9613
1981-04-23 | 1077.191 | 3.8779
1981-04-24 | 1085.334 | 3.9072
1981-04-25 | 1083.301 | 3.8999
1981-04-26 | 1058.287 | 3.8098
1981-04-27 | 1050.22 | 3.7808
1981-04-28 | 1049.55 | 3.7784
1981-04-29 | 1049.55 | 3.7784
1981-04-30 | 1049.55 | 3.7784
1981-05-01 | 1049.55 | 3.7784
1981-05-02 | 1047.543 | 3.7712
1981-05-03 | 1035.526 | 3.7279
1981-05-04 | 1033.526 | 3.7207
1981-05-05 | 1028.889 | 3.704
1981-05-06 | 1001.176 | 3.6042
1981-05-07 | 996.577 | 3.5877
1981-05-08 | 996.577 | 3.5877
1981-05-09 | 993.966 | 3.5783
1981-05-10 | 976.396 | 3.515
1981-05-11 | 962.175 | 3.4638
1981-05-12 | 960.241 | 3.4569
1981-05-13 | 955.757 | 3.4407
1981-05-14 | 928.966 | 3.3443
1981-05-15 | 922.627 | 3.3215
1981-05-16 | 909.408 | 3.2739
1981-05-17 | 896.268 | 3.2266
1981-05-18 | 891.91 | 3.2109
1981-05-19 | 876.421 | 3.1551
1981-05-20 | 869.026 | 3.1285
1981-05-21 | 859.828 | 3.0954
1981-05-22 | 850.672 | 3.0624
1981-05-23 | 842.781 | 3.034
1981-05-24 | 822.886 | 2.9624
1981-05-25 | 812.711 | 2.9258
1981-05-26 | 811.518 | 2.9215
1981-05-27 | 809.14 | 2.9129
1981-05-28 | 793.738 | 2.8575
1981-05-29 | 781.981 | 2.8151
1981-05-30 | 766.812 | 2.7605
1981-05-31 | 764.486 | 2.7521
1981-06-01 | 767.98 | 2.7647
1981-06-02 | 782.593 | 2.8173
1981-06-03 | 746.648 | 2.6879
1981-06-04 | 733.466 | 2.6405
1981-06-05 | 728.93 | 2.6241
1981-06-06 | 708.073 | 2.5491
1981-06-07 | 699.688 | 2.5189
1981-06-08 | 688.038 | 2.4769
1981-06-09 | 677.03 | 2.4373
1981-06-10 | 659.573 | 2.3745
1981-06-11 | 655.237 | 2.3589
1981-06-12 | 643.402 | 2.3162
1981-06-13 | 628.997 | 2.2644
1981-06-14 | 625.286 | 2.251
1981-06-15 | 615.794 | 2.2169
1981-06-16 | 613.691 | 2.2093
1981-06-17 | 608.981 | 2.1923
1981-06-18 | 599.084 | 2.1567
1981-06-19 | 595.974 | 2.1455
1981-06-20 | 585.152 | 2.1065
1981-06-21 | 574.411 | 2.0679
1981-06-22 | 572.882 | 2.0624
1981-06-23 | 570.855 | 2.0551
1981-06-24 | 557.229 | 2.006
1981-06-25 | 546.226 | 1.9664
1981-06-26 | 543.244 | 1.9557
1981-06-27 | 533.362 | 1.9201
1981-06-28 | 525.023 | 1.8901
1981-06-29 | 516.748 | 1.8603
1981-06-30 | 507.085 | 1.8255
1981-07-01 | 509.997 | 1.836
1981-07-02 | 545.387 | 1.9634
1981-07-03 | 604.901 | 2.1776
1981-07-04 | 612.123 | 2.2036
1981-07-05 | 598.053 | 2.153
1981-07-06 | 586.688 | 2.1121
1981-07-07 | 583.608 | 2.101
1981-07-08 | 572.384 | 2.0606
1981-07-09 | 558.731 | 2.0114
1981-07-10 | 555.215 | 1.9988
1981-07-11 | 546.226 | 1.9664
1981-07-12 | 543.244 | 1.9557
1981-07-13 | 532.383 | 1.9166
1981-07-14 | 519.176 | 1.869
1981-07-15 | 515.776 | 1.8568
1981-07-16 | 507.085 | 1.8255
1981-07-17 | 504.203 | 1.8151
1981-07-18 | 495.126 | 1.7825
1981-07-19 | 489.432 | 1.762
1981-07-20 | 480.477 | 1.7297
1981-07-21 | 478.131 | 1.7213
1981-07-22 | 468.831 | 1.6878
1981-07-23 | 445.885 | 1.6052
1981-07-24 | 442.243 | 1.5921
1981-07-25 | 442.243 | 1.5921
1981-07-26 | 442.243 | 1.5921
1981-07-27 | 440.891 | 1.5872
1981-07-28 | 432.802 | 1.5581
1981-07-29 | 429.677 | 1.5468
1981-07-30 | 419.034 | 1.5085
1981-07-31 | 418.591 | 1.5069
1981-08-01 | 425.227 | 1.5308
1981-08-02 | 418.591 | 1.5069
1981-08-03 | 416.827 | 1.5006
1981-08-04 | 414.192 | 1.4911
1981-08-05 | 413.753 | 1.4895
1981-08-06 | 413.315 | 1.4879
1981-08-07 | 410.689 | 1.4785
1981-08-08 | 410.252 | 1.4769
1981-08-09 | 409.816 | 1.4753
1981-08-10 | 407.201 | 1.4659
1981-08-11 | 406.766 | 1.4644
1981-08-12 | 406.766 | 1.4644
1981-08-13 | 406.331 | 1.4628
1981-08-14 | 403.726 | 1.4534
1981-08-15 | 403.292 | 1.4519
1981-08-16 | 402.859 | 1.4503
1981-08-17 | 400.264 | 1.441
1981-08-18 | 399.832 | 1.4394
1981-08-19 | 399.401 | 1.4378
1981-08-20 | 396.817 | 1.4285
1981-08-21 | 396.386 | 1.427
1981-08-22 | 396.386 | 1.427
1981-08-23 | 395.957 | 1.4254
1981-08-24 | 393.382 | 1.4162
1981-08-25 | 380.491 | 1.3698
1981-08-26 | 308.796 | 1.1117
1981-08-27 | 301.648 | 1.0859
1981-08-28 | 297.539 | 1.0711
1981-08-29 | 268.425 | 0.96633
1981-08-30 | 261.567 | 0.94164
1981-08-31 | 261.006 | 0.93962
1981-09-01 | 259.572 | 0.93446
1981-09-02 | 257.938 | 0.92858
1981-09-03 | 256.308 | 0.92271
1981-09-04 | 254.682 | 0.91686
1981-09-05 | 253.062 | 0.91102
1981-09-06 | 251.446 | 0.90521
1981-09-07 | 249.835 | 0.89941
1981-09-08 | 248.228 | 0.89362
1981-09-09 | 246.627 | 0.88786
1981-09-10 | 245.03 | 0.88211
1981-09-11 | 243.437 | 0.87637
1981-09-12 | 241.85 | 0.87066
1981-09-13 | 240.267 | 0.86496
1981-09-14 | 238.689 | 0.85928
1981-09-15 | 237.116 | 0.85362
1981-09-16 | 235.547 | 0.84797
1981-09-17 | 233.983 | 0.84234
1981-09-18 | 232.424 | 0.83673
1981-09-19 | 230.87 | 0.83113
1981-09-20 | 229.32 | 0.82555
1981-09-21 | 227.775 | 0.81999
1981-09-22 | 226.235 | 0.81445
1981-09-23 | 224.7 | 0.80892
1981-09-24 | 223.17 | 0.80341
1981-09-25 | 221.644 | 0.79792
1981-09-26 | 220.123 | 0.79244
1981-09-27 | 218.607 | 0.78699
1981-09-28 | 217.095 | 0.78154
1981-09-29 | 215.588 | 0.77612
1981-09-30 | 214.087 | 0.77071
1981-10-01 | 212.59 | 0.76532
1981-10-02 | 211.097 | 0.75995
1981-10-03 | 209.61 | 0.7546
1981-10-04 | 208.127 | 0.74926
1981-10-05 | 206.649 | 0.74394
1981-10-06 | 205.176 | 0.73863
1981-10-07 | 203.708 | 0.73335
1981-10-08 | 202.244 | 0.72808
1981-10-09 | 200.785 | 0.72283
1981-10-10 | 199.331 | 0.71759
1981-10-11 | 197.882 | 0.71238
1981-10-12 | 196.438 | 0.70718
1981-10-13 | 194.999 | 0.702
1981-10-14 | 193.564 | 0.69683
1981-10-15 | 192.134 | 0.69168
1981-10-16 | 190.709 | 0.68655
1981-10-17 | 189.289 | 0.68144
1981-10-18 | 187.874 | 0.67635
1981-10-19 | 186.463 | 0.67127
1981-10-20 | 185.058 | 0.66621
1981-10-21 | 183.657 | 0.66117
1981-10-22 | 182.261 | 0.65614
1981-10-23 | 180.87 | 0.65113
1981-10-24 | 179.484 | 0.64614
1981-10-25 | 178.103 | 0.64117
1981-10-26 | 176.726 | 0.63621
1981-10-27 | 175.354 | 0.63127
1981-10-28 | 173.988 | 0.62636
1981-10-29 | 172.626 | 0.62145
1981-10-30 | 171.269 | 0.61657
1981-10-31 | 169.917 | 0.6117
1981-11-01 | 168.57 | 0.60685
1981-11-02 | 167.227 | 0.60202
1981-11-03 | 165.89 | 0.5972
1981-11-04 | 164.557 | 0.59241
1981-11-05 | 163.23 | 0.58763
1981-11-06 | 161.907 | 0.58287
1981-11-07 | 160.589 | 0.57812
1981-11-08 | 159.276 | 0.57339
1981-11-09 | 157.968 | 0.56868
1981-11-10 | 156.665 | 0.56399
1981-11-11 | 155.367 | 0.55932
1981-11-12 | 154.074 | 0.55467
1981-11-13 | 152.785 | 0.55003
1981-11-14 | 151.502 | 0.54541
1981-11-15 | 150.223 | 0.5408
1981-11-16 | 148.95 | 0.53622
1981-11-17 | 147.681 | 0.53165
1981-11-18 | 146.418 | 0.5271
1981-11-19 | 145.159 | 0.52257
1981-11-20 | 143.905 | 0.51806
1981-11-21 | 142.656 | 0.51356
1981-11-22 | 141.413 | 0.50909
1981-11-23 | 140.174 | 0.50463
1981-11-24 | 138.94 | 0.50018
1981-11-25 | 137.711 | 0.49576
1981-11-26 | 136.487 | 0.49135
1981-11-27 | 135.268 | 0.48696
1981-11-28 | 134.054 | 0.48259
1981-11-29 | 132.845 | 0.47824
1981-11-30 | 131.641 | 0.47391
1981-12-01 | 130.442 | 0.46959
1981-12-02 | 129.248 | 0.46529
1981-12-03 | 128.059 | 0.46101
1981-12-04 | 126.875 | 0.45675
1981-12-05 | 125.696 | 0.45251
1981-12-06 | 124.522 | 0.44828
1981-12-07 | 123.353 | 0.44407
1981-12-08 | 122.189 | 0.43988
1981-12-09 | 121.03 | 0.43571
1981-12-10 | 119.876 | 0.43155
1981-12-11 | 118.728 | 0.42742
1981-12-12 | 117.584 | 0.4233
1981-12-13 | 116.445 | 0.4192
1981-12-14 | 115.312 | 0.41512
1981-12-15 | 114.183 | 0.41106
1981-12-16 | 113.059 | 0.40701
1981-12-17 | 111.941 | 0.40299
1981-12-18 | 110.827 | 0.39898
1981-12-19 | 109.719 | 0.39499
1981-12-20 | 108.616 | 0.39102
1981-12-21 | 107.518 | 0.38706
1981-12-22 | 106.425 | 0.38313
1981-12-23 | 105.337 | 0.37921
1981-12-24 | 104.254 | 0.37531
1981-12-25 | 103.176 | 0.37143
1981-12-26 | 102.103 | 0.36757
1981-12-27 | 101.035 | 0.36373
1981-12-28 | 99.973 | 0.3599
1981-12-29 | 98.916 | 0.3561
1981-12-30 | 97.863 | 0.35231
1981-12-31 | 96.816 | 0.34854
1982-01-01 | 95.904 | 0.34525
1982-01-02 | 96 | 0.3456
1982-01-03 | 97.583 | 0.3513
1982-01-04 | 99.407 | 0.35787
1982-01-05 | 101.246 | 0.36449
1982-01-06 | 103.101 | 0.37116
1982-01-07 | 104.971 | 0.3779
1982-01-08 | 107.573 | 0.38726
1982-01-09 | 114.069 | 0.41065
1982-01-10 | 118.489 | 0.42656
1982-01-11 | 121.982 | 0.43914
1982-01-12 | 122.484 | 0.44094
1982-01-13 | 122.989 | 0.44276
1982-01-14 | 126.546 | 0.45557
1982-01-15 | 130.665 | 0.47039
1982-01-16 | 134.843 | 0.48543
1982-01-17 | 138.547 | 0.49877
1982-01-18 | 139.614 | 0.50261
1982-01-19 | 143.927 | 0.51814
1982-01-20 | 151.605 | 0.54578
1982-01-21 | 156.632 | 0.56388
1982-01-22 | 161.167 | 0.5802
1982-01-23 | 165.762 | 0.59674
1982-01-24 | 172.198 | 0.61991
1982-01-25 | 188.416 | 0.6783
1982-01-26 | 200.209 | 0.72075
1982-01-27 | 212.975 | 0.76671
1982-01-28 | 216.879 | 0.78076
1982-01-29 | 229.456 | 0.82604
1982-01-30 | 236.191 | 0.85029
1982-01-31 | 241.652 | 0.86995
1982-02-01 | 246.476 | 0.88731
1982-02-02 | 246.476 | 0.88731
1982-02-03 | 241.652 | 0.86995
1982-02-04 | 236.19 | 0.85028
1982-02-05 | 231.456 | 0.83324
1982-02-06 | 231.456 | 0.83324
1982-02-07 | 236.191 | 0.85029
1982-02-08 | 241.652 | 0.86995
1982-02-09 | 247.171 | 0.88982
1982-02-10 | 252.044 | 0.90736
1982-02-11 | 254.15 | 0.91494
1982-02-12 | 263.357 | 0.94809
1982-02-13 | 269.811 | 0.97132
1982-02-14 | 276.346 | 0.99485
1982-02-15 | 287.393 | 1.0346
1982-02-16 | 299.387 | 1.0778
1982-02-17 | 311.604 | 1.1218
1982-02-18 | 323.254 | 1.1637
1982-02-19 | 330.336 | 1.1892
1982-02-20 | 337.498 | 1.215
1982-02-21 | 349.586 | 1.2585
1982-02-22 | 361.857 | 1.3027
1982-02-23 | 368.893 | 1.328
1982-02-24 | 372.645 | 1.3415
1982-02-25 | 375.576 | 1.3521
1982-02-26 | 376.836 | 1.3566
1982-02-27 | 382.741 | 1.3779
1982-02-28 | 388.683 | 1.3993
1982-03-01 | 389.535 | 1.4023
1982-03-02 | 389.962 | 1.4039
1982-03-03 | 392.954 | 1.4146
1982-03-04 | 395.957 | 1.4254
1982-03-05 | 399.853 | 1.4395
1982-03-06 | 421.703 | 1.5181
1982-03-07 | 432.36 | 1.5565
1982-03-08 | 444.966 | 1.6019
1982-03-09 | 454.072 | 1.6347
1982-03-10 | 466.031 | 1.6777
1982-03-11 | 466.953 | 1.681
1982-03-12 | 460.491 | 1.6578
1982-03-13 | 453.153 | 1.6314
1982-03-14 | 445.868 | 1.6051
1982-03-15 | 438.638 | 1.5791
1982-03-16 | 433.249 | 1.5597
1982-03-17 | 438.638 | 1.5791
1982-03-18 | 444.054 | 1.5986
1982-03-19 | 438.638 | 1.5791
1982-03-20 | 432.353 | 1.5565
1982-03-21 | 429.677 | 1.5468
1982-03-22 | 419.034 | 1.5085
1982-03-23 | 415.513 | 1.4958
1982-03-24 | 404.167 | 1.455
1982-03-25 | 396.39 | 1.427
1982-03-26 | 389.538 | 1.4023
1982-03-27 | 382.741 | 1.3779
1982-03-28 | 375.999 | 1.3536
1982-03-29 | 370.142 | 1.3325
1982-03-30 | 368.477 | 1.3265
1982-03-31 | 365.16 | 1.3146
1982-04-01 | 373.486 | 1.3445
1982-04-02 | 369.311 | 1.3295
1982-04-03 | 362.678 | 1.3056
1982-04-04 | 356.099 | 1.282
1982-04-05 | 349.576 | 1.2585
1982-04-06 | 343.108 | 1.2352
1982-04-07 | 336.694 | 1.2121
1982-04-08 | 336.75 | 1.2123
1982-04-09 | 370.203 | 1.3327
1982-04-10 | 375.995 | 1.3536
1982-04-11 | 375.995 | 1.3536
1982-04-12 | 375.995 | 1.3536
1982-04-13 | 375.995 | 1.3536
1982-04-14 | 375.995 | 1.3536
1982-04-15 | 375.995 | 1.3536
1982-04-16 | 375.995 | 1.3536
1982-04-17 | 375.995 | 1.3536
1982-04-18 | 375.995 | 1.3536
1982-04-19 | 375.995 | 1.3536
1982-04-20 | 375.995 | 1.3536
1982-04-21 | 375.995 | 1.3536
1982-04-22 | 375.995 | 1.3536
1982-04-23 | 375.995 | 1.3536
1982-04-24 | 375.995 | 1.3536
1982-04-25 | 375.995 | 1.3536
1982-04-26 | 376.836 | 1.3566
1982-04-27 | 382.741 | 1.3779
1982-04-28 | 388.683 | 1.3993
1982-04-29 | 390.389 | 1.4054
1982-04-30 | 394.67 | 1.4208
1982-05-01 | 391.244 | 1.4085
1982-05-02 | 396.39 | 1.427
1982-05-03 | 401.562 | 1.4456
1982-05-04 | 396.39 | 1.427
1982-05-05 | 389.538 | 1.4023
1982-05-06 | 383.586 | 1.3809
1982-05-07 | 382.738 | 1.3779
1982-05-08 | 382.738 | 1.3779
1982-05-09 | 381.893 | 1.3748
1982-05-10 | 376.836 | 1.3566
1982-05-11 | 375.995 | 1.3536
1982-05-12 | 375.995 | 1.3536
1982-05-13 | 375.995 | 1.3536
1982-05-14 | 375.995 | 1.3536
1982-05-15 | 375.995 | 1.3536
1982-05-16 | 375.995 | 1.3536
1982-05-17 | 375.995 | 1.3536
1982-05-18 | 375.995 | 1.3536
1982-05-19 | 375.995 | 1.3536
1982-05-20 | 375.995 | 1.3536
1982-05-21 | 375.995 | 1.3536
1982-05-22 | 375.995 | 1.3536
1982-05-23 | 375.995 | 1.3536
1982-05-24 | 375.995 | 1.3536
1982-05-25 | 375.995 | 1.3536
1982-05-26 | 375.995 | 1.3536
1982-05-27 | 375.995 | 1.3536
1982-05-28 | 375.995 | 1.3536
1982-05-29 | 375.995 | 1.3536
1982-05-30 | 375.995 | 1.3536
1982-05-31 | 375.982 | 1.3535
1982-06-01 | 375.887 | 1.3532
1982-06-02 | 375.779 | 1.3528
1982-06-03 | 375.67 | 1.3524
1982-06-04 | 375.562 | 1.352
1982-06-05 | 375.454 | 1.3516
1982-06-06 | 375.346 | 1.3512
1982-06-07 | 375.237 | 1.3509
1982-06-08 | 375.129 | 1.3505
1982-06-09 | 375.021 | 1.3501
1982-06-10 | 374.913 | 1.3497
1982-06-11 | 374.805 | 1.3493
1982-06-12 | 374.697 | 1.3489
1982-06-13 | 374.588 | 1.3485
1982-06-14 | 374.48 | 1.3481
1982-06-15 | 374.372 | 1.3477
1982-06-16 | 374.264 | 1.3474
1982-06-17 | 374.156 | 1.347
1982-06-18 | 374.048 | 1.3466
1982-06-19 | 373.94 | 1.3462
1982-06-20 | 373.832 | 1.3458
1982-06-21 | 373.724 | 1.3454
1982-06-22 | 373.616 | 1.345
1982-06-23 | 373.508 | 1.3446
1982-06-24 | 373.4 | 1.3442
1982-06-25 | 373.292 | 1.3439
1982-06-26 | 373.184 | 1.3435
1982-06-27 | 373.076 | 1.3431
1982-06-28 | 372.968 | 1.3427
1982-06-29 | 372.86 | 1.3423
1982-06-30 | 372.752 | 1.3419
1982-07-01 | 372.644 | 1.3415
1982-07-02 | 372.537 | 1.3411
1982-07-03 | 372.429 | 1.3407
1982-07-04 | 372.321 | 1.3404
1982-07-05 | 372.213 | 1.34
1982-07-06 | 372.105 | 1.3396
1982-07-07 | 371.998 | 1.3392
1982-07-08 | 371.89 | 1.3388
1982-07-09 | 371.782 | 1.3384
1982-07-10 | 371.674 | 1.338
1982-07-11 | 371.567 | 1.3376
1982-07-12 | 371.459 | 1.3373
1982-07-13 | 371.351 | 1.3369
1982-07-14 | 371.243 | 1.3365
1982-07-15 | 371.136 | 1.3361
1982-07-16 | 371.028 | 1.3357
1982-07-17 | 370.92 | 1.3353
1982-07-18 | 370.813 | 1.3349
1982-07-19 | 370.705 | 1.3345
1982-07-20 | 370.598 | 1.3342
1982-07-21 | 370.49 | 1.3338
1982-07-22 | 370.382 | 1.3334
1982-07-23 | 370.275 | 1.333
1982-07-24 | 370.167 | 1.3326
1982-07-25 | 370.06 | 1.3322
1982-07-26 | 369.952 | 1.3318
1982-07-27 | 369.845 | 1.3314
1982-07-28 | 369.737 | 1.3311
1982-07-29 | 369.63 | 1.3307
1982-07-30 | 369.522 | 1.3303
1982-07-31 | 369.415 | 1.3299
1982-08-01 | 369.321 | 1.3296
1982-08-02 | 369.307 | 1.3295
1982-08-03 | 369.307 | 1.3295
1982-08-04 | 372.665 | 1.3416
1982-08-05 | 392.974 | 1.4147
1982-08-06 | 396.386 | 1.427
1982-08-07 | 395.528 | 1.4239
1982-08-08 | 387.005 | 1.3932
1982-08-09 | 366.004 | 1.3176
1982-08-10 | 361.85 | 1.3027
1982-08-11 | 356.917 | 1.2849
1982-08-12 | 355.279 | 1.279
1982-08-13 | 349.576 | 1.2585
1982-08-14 | 343.108 | 1.2352
1982-08-15 | 336.694 | 1.2121
1982-08-16 | 330.336 | 1.1892
1982-08-17 | 324.816 | 1.1693
1982-08-18 | 323.247 | 1.1637
1982-08-19 | 317.786 | 1.144
1982-08-20 | 311.594 | 1.1217
1982-08-21 | 305.457 | 1.0996
1982-08-22 | 299.376 | 1.0778
1982-08-23 | 293.351 | 1.0561
1982-08-24 | 287.382 | 1.0346
1982-08-25 | 281.469 | 1.0133
1982-08-26 | 275.612 | 0.9922
1982-08-27 | 269.811 | 0.97132
1982-08-28 | 263.357 | 0.94809
1982-08-29 | 253.452 | 0.91243
1982-08-30 | 247.171 | 0.88982
1982-08-31 | 241.652 | 0.86995
1982-09-01 | 236.19 | 0.85028
1982-09-02 | 230.786 | 0.83083
1982-09-03 | 225.438 | 0.81158
1982-09-04 | 220.147 | 0.79253
1982-09-05 | 214.914 | 0.77369
1982-09-06 | 209.738 | 0.75506
1982-09-07 | 204.62 | 0.73663
1982-09-08 | 199.56 | 0.71842
1982-09-09 | 194.557 | 0.70041
1982-09-10 | 189.612 | 0.6826
1982-09-11 | 184.725 | 0.66501
1982-09-12 | 179.897 | 0.64763
1982-09-13 | 175.126 | 0.63045
1982-09-14 | 170.415 | 0.61349
1982-09-15 | 165.762 | 0.59674
1982-09-16 | 161.167 | 0.5802
1982-09-17 | 156.632 | 0.56388
1982-09-18 | 152.155 | 0.54776
1982-09-19 | 147.738 | 0.53186
1982-09-20 | 142.845 | 0.51424
1982-09-21 | 135.375 | 0.48735
1982-09-22 | 130.665 | 0.47039
1982-09-23 | 126.546 | 0.45557
1982-09-24 | 122.487 | 0.44095
1982-09-25 | 118.489 | 0.42656
1982-09-26 | 114.551 | 0.41238
1982-09-27 | 110.675 | 0.39843
1982-09-28 | 106.859 | 0.38469
1982-09-29 | 103.567 | 0.37284
1982-09-30 | 103.076 | 0.37107
1982-10-01 | 102.912 | 0.37048
1982-10-02 | 102.725 | 0.36981
1982-10-03 | 102.538 | 0.36914
1982-10-04 | 102.351 | 0.36846
1982-10-05 | 102.164 | 0.36779
1982-10-06 | 101.977 | 0.36712
1982-10-07 | 101.791 | 0.36645
1982-10-08 | 101.605 | 0.36578
1982-10-09 | 101.418 | 0.3651
1982-10-10 | 101.232 | 0.36444
1982-10-11 | 101.046 | 0.36377
1982-10-12 | 100.861 | 0.3631
1982-10-13 | 100.675 | 0.36243
1982-10-14 | 100.49 | 0.36176
1982-10-15 | 100.304 | 0.36109
1982-10-16 | 100.119 | 0.36043
1982-10-17 | 99.934 | 0.35976
1982-10-18 | 99.75 | 0.3591
1982-10-19 | 99.565 | 0.35843
1982-10-20 | 99.38 | 0.35777
1982-10-21 | 99.196 | 0.35711
1982-10-22 | 99.012 | 0.35644
1982-10-23 | 98.828 | 0.35578
1982-10-24 | 98.644 | 0.35512
1982-10-25 | 98.46 | 0.35446
1982-10-26 | 98.277 | 0.3538
1982-10-27 | 98.093 | 0.35313
1982-10-28 | 97.91 | 0.35248
1982-10-29 | 97.727 | 0.35182
1982-10-30 | 97.544 | 0.35116
1982-10-31 | 97.361 | 0.3505
1982-11-01 | 97.179 | 0.34984
1982-11-02 | 96.996 | 0.34919
1982-11-03 | 96.814 | 0.34853
1982-11-04 | 96.632 | 0.34788
1982-11-05 | 96.45 | 0.34722
1982-11-06 | 96.268 | 0.34656
1982-11-07 | 96.086 | 0.34591
1982-11-08 | 95.905 | 0.34526
1982-11-09 | 95.723 | 0.3446
1982-11-10 | 95.542 | 0.34395
1982-11-11 | 95.361 | 0.3433
1982-11-12 | 95.18 | 0.34265
1982-11-13 | 95 | 0.342
1982-11-14 | 94.819 | 0.34135
1982-11-15 | 94.638 | 0.3407
1982-11-16 | 94.458 | 0.34005
1982-11-17 | 94.278 | 0.3394
1982-11-18 | 94.098 | 0.33875
1982-11-19 | 93.918 | 0.3381
1982-11-20 | 93.739 | 0.33746
1982-11-21 | 93.559 | 0.33681
1982-11-22 | 93.38 | 0.33617
1982-11-23 | 93.201 | 0.33552
1982-11-24 | 93.022 | 0.33488
1982-11-25 | 92.843 | 0.33423
1982-11-26 | 92.664 | 0.33359
1982-11-27 | 92.486 | 0.33295
1982-11-28 | 92.307 | 0.33231
1982-11-29 | 92.129 | 0.33166
1982-11-30 | 91.951 | 0.33102
1982-12-01 | 91.773 | 0.33038
1982-12-02 | 91.595 | 0.32974
1982-12-03 | 91.418 | 0.3291
1982-12-04 | 91.24 | 0.32846
1982-12-05 | 91.063 | 0.32783
1982-12-06 | 90.886 | 0.32719
1982-12-07 | 90.709 | 0.32655
1982-12-08 | 90.532 | 0.32592
1982-12-09 | 90.355 | 0.32528
1982-12-10 | 90.179 | 0.32464
1982-12-11 | 90.002 | 0.32401
1982-12-12 | 89.826 | 0.32337
1982-12-13 | 89.65 | 0.32274
1982-12-14 | 89.474 | 0.32211
1982-12-15 | 89.299 | 0.32148
1982-12-16 | 89.123 | 0.32084
1982-12-17 | 88.948 | 0.32021
1982-12-18 | 88.772 | 0.31958
1982-12-19 | 88.597 | 0.31895
1982-12-20 | 88.422 | 0.31832
1982-12-21 | 88.248 | 0.31769
1982-12-22 | 88.073 | 0.31706
1982-12-23 | 87.899 | 0.31644
1982-12-24 | 87.724 | 0.31581
1982-12-25 | 87.55 | 0.31518
1982-12-26 | 87.376 | 0.31455
1982-12-27 | 87.202 | 0.31393
1982-12-28 | 87.029 | 0.3133
1982-12-29 | 86.855 | 0.31268
1982-12-30 | 86.682 | 0.31206
1982-12-31 | 86.509 | 0.31143
1983-01-01 | 86.336 | 0.31081
1983-01-02 | 86.163 | 0.31019
1983-01-03 | 85.99 | 0.30956
1983-01-04 | 85.817 | 0.30894
1983-01-05 | 85.645 | 0.30832
1983-01-06 | 85.473 | 0.3077
1983-01-07 | 85.301 | 0.30708
1983-01-08 | 85.129 | 0.30646
1983-01-09 | 84.957 | 0.30585
1983-01-10 | 84.785 | 0.30523
1983-01-11 | 84.614 | 0.30461
1983-01-12 | 84.443 | 0.30399
1983-01-13 | 84.271 | 0.30338
1983-01-14 | 84.1 | 0.30276
1983-01-15 | 83.93 | 0.30215
1983-01-16 | 83.759 | 0.30153
1983-01-17 | 83.588 | 0.30092
1983-01-18 | 83.418 | 0.3003
1983-01-19 | 83.248 | 0.29969
1983-01-20 | 83.078 | 0.29908
1983-01-21 | 82.908 | 0.29847
1983-01-22 | 82.738 | 0.29786
1983-01-23 | 82.569 | 0.29725
1983-01-24 | 82.399 | 0.29664
1983-01-25 | 82.23 | 0.29603
1983-01-26 | 82.061 | 0.29542
1983-01-27 | 81.892 | 0.29481
1983-01-28 | 81.723 | 0.2942
1983-01-29 | 81.555 | 0.2936
1983-01-30 | 81.386 | 0.29299
1983-01-31 | 81.218 | 0.29238
1983-02-01 | 81.05 | 0.29178
1983-02-02 | 80.882 | 0.29118
1983-02-03 | 80.714 | 0.29057
1983-02-04 | 80.546 | 0.28997
1983-02-05 | 80.379 | 0.28936
1983-02-06 | 80.211 | 0.28876
1983-02-07 | 80.044 | 0.28816
1983-02-08 | 79.877 | 0.28756
1983-02-09 | 79.71 | 0.28696
1983-02-10 | 79.544 | 0.28636
1983-02-11 | 79.377 | 0.28576
1983-02-12 | 79.211 | 0.28516
1983-02-13 | 79.045 | 0.28456
1983-02-14 | 78.878 | 0.28396
1983-02-15 | 78.713 | 0.28337
1983-02-16 | 78.547 | 0.28277
1983-02-17 | 78.381 | 0.28217
1983-02-18 | 78.216 | 0.28158
1983-02-19 | 78.051 | 0.28098
1983-02-20 | 77.885 | 0.28039
1983-02-21 | 77.72 | 0.27979
1983-02-22 | 77.556 | 0.2792
1983-02-23 | 77.391 | 0.27861
1983-02-24 | 77.227 | 0.27802
1983-02-25 | 77.062 | 0.27742
1983-02-26 | 76.898 | 0.27683
1983-02-27 | 76.734 | 0.27624
1983-02-28 | 76.57 | 0.27565
1983-03-01 | 76.407 | 0.27507
1983-03-02 | 76.243 | 0.27447
1983-03-03 | 76.08 | 0.27389
1983-03-04 | 75.917 | 0.2733
1983-03-05 | 75.754 | 0.27271
1983-03-06 | 75.591 | 0.27213
1983-03-07 | 75.428 | 0.27154
1983-03-08 | 75.265 | 0.27095
1983-03-09 | 75.103 | 0.27037
1983-03-10 | 74.941 | 0.26979
1983-03-11 | 74.779 | 0.2692
1983-03-12 | 74.617 | 0.26862
1983-03-13 | 74.455 | 0.26804
1983-03-14 | 74.293 | 0.26745
1983-03-15 | 74.132 | 0.26688
1983-03-16 | 73.971 | 0.2663
1983-03-17 | 73.81 | 0.26572
1983-03-18 | 73.649 | 0.26514
1983-03-19 | 73.488 | 0.26456
1983-03-20 | 73.327 | 0.26398
1983-03-21 | 73.167 | 0.2634
1983-03-22 | 73.006 | 0.26282
1983-03-23 | 72.846 | 0.26225
1983-03-24 | 72.686 | 0.26167
1983-03-25 | 72.526 | 0.26109
1983-03-26 | 72.367 | 0.26052
1983-03-27 | 72.207 | 0.25995
1983-03-28 | 72.048 | 0.25937
1983-03-29 | 71.889 | 0.2588
1983-03-30 | 71.73 | 0.25823
1983-03-31 | 71.571 | 0.25766
1983-04-01 | 71.412 | 0.25708
1983-04-02 | 71.253 | 0.25651
1983-04-03 | 71.095 | 0.25594
1983-04-04 | 70.937 | 0.25537
1983-04-05 | 70.779 | 0.2548
1983-04-06 | 70.621 | 0.25424
1983-04-07 | 70.463 | 0.25367
1983-04-08 | 70.305 | 0.2531
1983-04-09 | 70.148 | 0.25253
1983-04-10 | 69.991 | 0.25197
1983-04-11 | 69.834 | 0.2514
1983-04-12 | 69.677 | 0.25084
1983-04-13 | 69.52 | 0.25027
1983-04-14 | 69.363 | 0.24971
1983-04-15 | 69.207 | 0.24915
1983-04-16 | 69.051 | 0.24858
1983-04-17 | 68.894 | 0.24802
1983-04-18 | 68.738 | 0.24746
1983-04-19 | 68.583 | 0.2469
1983-04-20 | 68.427 | 0.24634
1983-04-21 | 68.271 | 0.24578
1983-04-22 | 68.116 | 0.24522
1983-04-23 | 67.961 | 0.24466
1983-04-24 | 67.806 | 0.2441
1983-04-25 | 67.651 | 0.24354
1983-04-26 | 67.496 | 0.24299
1983-04-27 | 67.342 | 0.24243
1983-04-28 | 67.187 | 0.24187
1983-04-29 | 67.033 | 0.24132
1983-04-30 | 66.879 | 0.24076
1983-05-01 | 66.725 | 0.24021
1983-05-02 | 66.572 | 0.23966
1983-05-03 | 66.418 | 0.2391
1983-05-04 | 66.265 | 0.23855
1983-05-05 | 66.111 | 0.238
1983-05-06 | 65.958 | 0.23745
1983-05-07 | 65.805 | 0.2369
1983-05-08 | 65.653 | 0.23635
1983-05-09 | 65.5 | 0.2358
1983-05-10 | 65.348 | 0.23525
1983-05-11 | 65.195 | 0.2347
1983-05-12 | 65.043 | 0.23415
1983-05-13 | 64.891 | 0.23361
1983-05-14 | 64.74 | 0.23306
1983-05-15 | 64.588 | 0.23252
1983-05-16 | 64.437 | 0.23197
1983-05-17 | 64.285 | 0.23143
1983-05-18 | 64.134 | 0.23088
1983-05-19 | 63.983 | 0.23034
1983-05-20 | 63.832 | 0.2298
1983-05-21 | 63.682 | 0.22926
1983-05-22 | 63.531 | 0.22871
1983-05-23 | 63.381 | 0.22817
1983-05-24 | 63.231 | 0.22763
1983-05-25 | 63.081 | 0.22709
1983-05-26 | 62.931 | 0.22655
1983-05-27 | 62.781 | 0.22601
1983-05-28 | 62.632 | 0.22548
1983-05-29 | 62.482 | 0.22494
1983-05-30 | 62.333 | 0.2244
1983-05-31 | 62.184 | 0.22386
1983-06-01 | 62.035 | 0.22333
1983-06-02 | 61.887 | 0.22279
1983-06-03 | 61.738 | 0.22226
1983-06-04 | 61.59 | 0.22172
1983-06-05 | 61.441 | 0.22119
1983-06-06 | 61.293 | 0.22065
1983-06-07 | 61.145 | 0.22012
1983-06-08 | 60.998 | 0.21959
1983-06-09 | 60.85 | 0.21906
1983-06-10 | 60.703 | 0.21853
1983-06-11 | 60.556 | 0.218
1983-06-12 | 60.409 | 0.21747
1983-06-13 | 60.262 | 0.21694
1983-06-14 | 60.115 | 0.21641
1983-06-15 | 59.968 | 0.21588
1983-06-16 | 59.822 | 0.21536
1983-06-17 | 59.676 | 0.21483
1983-06-18 | 59.53 | 0.21431
1983-06-19 | 59.384 | 0.21378
1983-06-20 | 59.238 | 0.21326
1983-06-21 | 59.092 | 0.21273
1983-06-22 | 58.947 | 0.21221
1983-06-23 | 58.801 | 0.21168
1983-06-24 | 58.656 | 0.21116
1983-06-25 | 58.511 | 0.21064
1983-06-26 | 58.367 | 0.21012
1983-06-27 | 58.222 | 0.2096
1983-06-28 | 58.078 | 0.20908
1983-06-29 | 57.933 | 0.20856
1983-06-30 | 57.789 | 0.20804
1983-07-01 | 57.645 | 0.20752
1983-07-02 | 57.501 | 0.207
1983-07-03 | 57.358 | 0.20649
1983-07-04 | 57.214 | 0.20597
1983-07-05 | 57.071 | 0.20546
1983-07-06 | 56.928 | 0.20494
1983-07-07 | 56.785 | 0.20443
1983-07-08 | 56.642 | 0.20391
1983-07-09 | 56.499 | 0.2034
1983-07-10 | 56.357 | 0.20289
1983-07-11 | 56.214 | 0.20237
1983-07-12 | 56.072 | 0.20186
1983-07-13 | 55.93 | 0.20135
1983-07-14 | 55.788 | 0.20084
1983-07-15 | 55.647 | 0.20033
1983-07-16 | 55.505 | 0.19982
1983-07-17 | 55.364 | 0.19931
1983-07-18 | 55.223 | 0.1988
1983-07-19 | 55.082 | 0.1983
1983-07-20 | 54.941 | 0.19779
1983-07-21 | 54.8 | 0.19728
1983-07-22 | 54.66 | 0.19678
1983-07-23 | 54.519 | 0.19627
1983-07-24 | 54.379 | 0.19576
1983-07-25 | 54.239 | 0.19526
1983-07-26 | 54.099 | 0.19476
1983-07-27 | 53.96 | 0.19426
1983-07-28 | 53.82 | 0.19375
1983-07-29 | 53.681 | 0.19325
1983-07-30 | 53.541 | 0.19275
1983-07-31 | 53.402 | 0.19225
1983-08-01 | 53.263 | 0.19175
1983-08-02 | 53.125 | 0.19125
1983-08-03 | 52.986 | 0.19075
1983-08-04 | 52.848 | 0.19025
1983-08-05 | 52.71 | 0.18976
1983-08-06 | 52.572 | 0.18926
1983-08-07 | 52.434 | 0.18876
1983-08-08 | 52.296 | 0.18827
1983-08-09 | 52.158 | 0.18777
1983-08-10 | 52.021 | 0.18728
1983-08-11 | 51.884 | 0.18678
1983-08-12 | 51.747 | 0.18629
1983-08-13 | 51.61 | 0.1858
1983-08-14 | 51.473 | 0.1853
1983-08-15 | 51.336 | 0.18481
1983-08-16 | 51.2 | 0.18432
1983-08-17 | 51.064 | 0.18383
1983-08-18 | 50.928 | 0.18334
1983-08-19 | 50.792 | 0.18285
1983-08-20 | 50.656 | 0.18236
1983-08-21 | 50.521 | 0.18188
1983-08-22 | 50.385 | 0.18139
1983-08-23 | 50.25 | 0.1809
1983-08-24 | 50.115 | 0.18041
1983-08-25 | 49.98 | 0.17993
1983-08-26 | 49.845 | 0.17944
1983-08-27 | 49.711 | 0.17896
1983-08-28 | 49.576 | 0.17847
1983-08-29 | 49.442 | 0.17799
1983-08-30 | 49.308 | 0.17751
1983-08-31 | 49.174 | 0.17703
1983-09-01 | 49.04 | 0.17654
1983-09-02 | 48.907 | 0.17607
1983-09-03 | 48.773 | 0.17558
1983-09-04 | 48.64 | 0.1751
1983-09-05 | 48.507 | 0.17463
1983-09-06 | 48.374 | 0.17415
1983-09-07 | 48.241 | 0.17367
1983-09-08 | 48.109 | 0.17319
1983-09-09 | 47.976 | 0.17271
1983-09-10 | 47.844 | 0.17224
1983-09-11 | 47.712 | 0.17176
1983-09-12 | 47.58 | 0.17129
1983-09-13 | 47.448 | 0.17081
1983-09-14 | 47.316 | 0.17034
1983-09-15 | 47.185 | 0.16987
1983-09-16 | 47.054 | 0.16939
1983-09-17 | 46.923 | 0.16892
1983-09-18 | 46.792 | 0.16845
1983-09-19 | 46.661 | 0.16798
1983-09-20 | 46.53 | 0.16751
1983-09-21 | 46.4 | 0.16704
1983-09-22 | 46.27 | 0.16657
1983-09-23 | 46.14 | 0.1661
1983-09-24 | 46.01 | 0.16564
1983-09-25 | 45.88 | 0.16517
1983-09-26 | 45.75 | 0.1647
1983-09-27 | 45.621 | 0.16424
1983-09-28 | 45.492 | 0.16377
1983-09-29 | 45.363 | 0.16331
1983-09-30 | 45.234 | 0.16284
1983-10-01 | 45.105 | 0.16238
1983-10-02 | 44.976 | 0.16191
1983-10-03 | 44.848 | 0.16145
1983-10-04 | 44.72 | 0.16099
1983-10-05 | 44.592 | 0.16053
1983-10-06 | 44.464 | 0.16007
1983-10-07 | 44.336 | 0.15961
1983-10-08 | 44.208 | 0.15915
1983-10-09 | 44.081 | 0.15869
1983-10-10 | 43.954 | 0.15823
1983-10-11 | 43.827 | 0.15778
1983-10-12 | 43.7 | 0.15732
1983-10-13 | 43.573 | 0.15686
1983-10-14 | 43.446 | 0.15641
1983-10-15 | 43.32 | 0.15595
1983-10-16 | 43.194 | 0.1555
1983-10-17 | 43.068 | 0.15504
1983-10-18 | 42.942 | 0.15459
1983-10-19 | 42.816 | 0.15414
1983-10-20 | 42.69 | 0.15368
1983-10-21 | 42.565 | 0.15323
1983-10-22 | 42.44 | 0.15278
1983-10-23 | 42.315 | 0.15233
1983-10-24 | 42.19 | 0.15188
1983-10-25 | 42.065 | 0.15143
1983-10-26 | 41.941 | 0.15099
1983-10-27 | 41.816 | 0.15054
1983-10-28 | 41.692 | 0.15009
1983-10-29 | 41.568 | 0.14964
1983-10-30 | 41.444 | 0.1492
1983-10-31 | 41.32 | 0.14875
1983-11-01 | 41.197 | 0.14831
1983-11-02 | 41.073 | 0.14786
1983-11-03 | 40.95 | 0.14742
1983-11-04 | 40.827 | 0.14698
1983-11-05 | 40.704 | 0.14653
1983-11-06 | 40.581 | 0.14609
1983-11-07 | 40.459 | 0.14565
1983-11-08 | 40.337 | 0.14521
1983-11-09 | 40.214 | 0.14477
1983-11-10 | 40.092 | 0.14433
1983-11-11 | 39.97 | 0.14389
1983-11-12 | 39.849 | 0.14346
1983-11-13 | 39.727 | 0.14302
1983-11-14 | 39.606 | 0.14258
1983-11-15 | 39.485 | 0.14215
1983-11-16 | 39.364 | 0.14171
1983-11-17 | 39.243 | 0.14127
1983-11-18 | 39.122 | 0.14084
1983-11-19 | 39.002 | 0.14041
1983-11-20 | 38.881 | 0.13997
1983-11-21 | 38.761 | 0.13954
1983-11-22 | 38.641 | 0.13911
1983-11-23 | 38.521 | 0.13868
1983-11-24 | 38.402 | 0.13825
1983-11-25 | 38.282 | 0.13782
1983-11-26 | 38.163 | 0.13739
1983-11-27 | 38.044 | 0.13696
1983-11-28 | 37.925 | 0.13653
1983-11-29 | 37.806 | 0.1361
1983-11-30 | 37.687 | 0.13567
1983-12-01 | 37.88 | 0.13637
1983-12-02 | 39.958 | 0.14385
1983-12-03 | 42.409 | 0.15267
1983-12-04 | 44.927 | 0.16174
1983-12-05 | 47.51 | 0.17104
1983-12-06 | 50.16 | 0.18058
1983-12-07 | 52.874 | 0.19035
1983-12-08 | 55.654 | 0.20035
1983-12-09 | 58.499 | 0.2106
1983-12-10 | 61.594 | 0.22174
1983-12-11 | 65.896 | 0.23723
1983-12-12 | 70.325 | 0.25317
1983-12-13 | 73.682 | 0.26526
1983-12-14 | 76.91 | 0.27688
1983-12-15 | 80.2 | 0.28872
1983-12-16 | 109.336 | 0.39361
1983-12-17 | 280.801 | 1.0109
1983-12-18 | 236.287 | 0.85063
1983-12-19 | 228.105 | 0.82118
1983-12-20 | 233.481 | 0.84053
1983-12-21 | 238.914 | 0.86009
1983-12-22 | 244.404 | 0.87985
1983-12-23 | 249.951 | 0.89982
1983-12-24 | 255.555 | 0.92
1983-12-25 | 261.215 | 0.94037
1983-12-26 | 266.932 | 0.96096
1983-12-27 | 272.704 | 0.98173
1983-12-28 | 278.534 | 1.0027
1983-12-29 | 284.419 | 1.0239
1983-12-30 | 290.36 | 1.0453
1983-12-31 | 296.736 | 1.0682
1984-01-01 | 305.078 | 1.0983
1984-01-02 | 311.594 | 1.1217
1984-01-03 | 317.786 | 1.144
1984-01-04 | 324.033 | 1.1665
1984-01-05 | 330.336 | 1.1892
1984-01-06 | 336.694 | 1.2121
1984-01-07 | 343.512 | 1.2366
1984-01-08 | 352.016 | 1.2673
1984-01-09 | 357.332 | 1.2864
1984-01-10 | 368.483 | 1.3265
1984-01-11 | 375.999 | 1.3536
1984-01-12 | 382.741 | 1.3779
1984-01-13 | 389.538 | 1.4023
1984-01-14 | 396.39 | 1.427
1984-01-15 | 403.296 | 1.4519
1984-01-16 | 410.256 | 1.4769
1984-01-17 | 417.27 | 1.5022
1984-01-18 | 423.45 | 1.5244
1984-01-19 | 425.224 | 1.5308
1984-01-20 | 431.461 | 1.5533
1984-01-21 | 438.638 | 1.5791
1984-01-22 | 445.868 | 1.6051
1984-01-23 | 453.153 | 1.6314
1984-01-24 | 460.491 | 1.6578
1984-01-25 | 467.882 | 1.6844
1984-01-26 | 475.328 | 1.7112
1984-01-27 | 482.827 | 1.7382
1984-01-28 | 490.379 | 1.7654
1984-01-29 | 497.984 | 1.7927
1984-01-30 | 505.643 | 1.8203
1984-01-31 | 499.17 | 1.797
1984-02-01 | 423.686 | 1.5253
1984-02-02 | 418.155 | 1.5054
1984-02-03 | 430.573 | 1.5501
1984-02-04 | 438.638 | 1.5791
1984-02-05 | 445.868 | 1.6051
1984-02-06 | 453.153 | 1.6314
1984-02-07 | 460.491 | 1.6578
1984-02-08 | 467.882 | 1.6844
1984-02-09 | 476.267 | 1.7146
1984-02-10 | 489.436 | 1.762
1984-02-11 | 497.984 | 1.7927
1984-02-12 | 504.681 | 1.8169
1984-02-13 | 506.602 | 1.8238
1984-02-14 | 515.303 | 1.8551
1984-02-15 | 534.849 | 1.9255
1984-02-16 | 544.735 | 1.961
1984-02-17 | 552.712 | 1.9898
1984-02-18 | 558.728 | 2.0114
1984-02-19 | 554.211 | 1.9952
1984-02-20 | 559.242 | 2.0133
1984-02-21 | 579.527 | 2.0863
1984-02-22 | 591.839 | 2.1306
1984-02-23 | 594.42 | 2.1399
1984-02-24 | 605.88 | 2.1812
1984-02-25 | 650.601 | 2.3422
1984-02-26 | 730.211 | 2.6288
1984-02-27 | 750.63 | 2.7023
1984-02-28 | 761.018 | 2.7397
1984-02-29 | 776.329 | 2.7948
1984-03-01 | 780.065 | 2.8082
1984-03-02 | 781.669 | 2.814
1984-03-03 | 783.275 | 2.8198
1984-03-04 | 784.883 | 2.8256
1984-03-05 | 786.492 | 2.8314
1984-03-06 | 788.103 | 2.8372
1984-03-07 | 789.715 | 2.843
1984-03-08 | 791.329 | 2.8488
1984-03-09 | 792.944 | 2.8546
1984-03-10 | 794.56 | 2.8604
1984-03-11 | 796.179 | 2.8662
1984-03-12 | 797.798 | 2.8721
1984-03-13 | 799.419 | 2.8779
1984-03-14 | 801.042 | 2.8838
1984-03-15 | 802.666 | 2.8896
1984-03-16 | 804.292 | 2.8955
1984-03-17 | 805.919 | 2.9013
1984-03-18 | 807.548 | 2.9072
1984-03-19 | 809.178 | 2.913
1984-03-20 | 810.809 | 2.9189
1984-03-21 | 812.443 | 2.9248
1984-03-22 | 814.077 | 2.9307
1984-03-23 | 815.713 | 2.9366
1984-03-24 | 817.351 | 2.9425
1984-03-25 | 818.99 | 2.9484
1984-03-26 | 820.631 | 2.9543
1984-03-27 | 822.273 | 2.9602
1984-03-28 | 823.917 | 2.9661
1984-03-29 | 825.562 | 2.972
1984-03-30 | 827.208 | 2.9779
1984-03-31 | 828.856 | 2.9839
1984-04-01 | 830.506 | 2.9898
1984-04-02 | 832.157 | 2.9958
1984-04-03 | 833.81 | 3.0017
1984-04-04 | 835.464 | 3.0077
1984-04-05 | 837.119 | 3.0136
1984-04-06 | 838.776 | 3.0196
1984-04-07 | 840.435 | 3.0256
1984-04-08 | 842.095 | 3.0315
1984-04-09 | 843.756 | 3.0375
1984-04-10 | 845.42 | 3.0435
1984-04-11 | 847.084 | 3.0495
1984-04-12 | 848.75 | 3.0555
1984-04-13 | 850.418 | 3.0615
1984-04-14 | 852.087 | 3.0675
1984-04-15 | 853.757 | 3.0735
1984-04-16 | 855.429 | 3.0795
1984-04-17 | 857.102 | 3.0856
1984-04-18 | 858.777 | 3.0916
1984-04-19 | 860.454 | 3.0976
1984-04-20 | 862.132 | 3.1037
1984-04-21 | 863.811 | 3.1097
1984-04-22 | 865.492 | 3.1158
1984-04-23 | 867.175 | 3.1218
1984-04-24 | 868.858 | 3.1279
1984-04-25 | 870.544 | 3.134
1984-04-26 | 872.231 | 3.14
1984-04-27 | 873.919 | 3.1461
1984-04-28 | 875.609 | 3.1522
1984-04-29 | 877.3 | 3.1583
1984-04-30 | 878.993 | 3.1644
1984-05-01 | 880.687 | 3.1705
1984-05-02 | 882.383 | 3.1766
1984-05-03 | 884.08 | 3.1827
1984-05-04 | 885.779 | 3.1888
1984-05-05 | 887.479 | 3.1949
1984-05-06 | 889.181 | 3.2011
1984-05-07 | 890.884 | 3.2072
1984-05-08 | 892.589 | 3.2133
1984-05-09 | 894.295 | 3.2195
1984-05-10 | 896.003 | 3.2256
1984-05-11 | 897.712 | 3.2318
1984-05-12 | 899.423 | 3.2379
1984-05-13 | 901.135 | 3.2441
1984-05-14 | 902.849 | 3.2503
1984-05-15 | 904.564 | 3.2564
1984-05-16 | 906.28 | 3.2626
1984-05-17 | 907.998 | 3.2688
1984-05-18 | 909.718 | 3.275
1984-05-19 | 911.439 | 3.2812
1984-05-20 | 913.161 | 3.2874
1984-05-21 | 914.885 | 3.2936
1984-05-22 | 916.611 | 3.2998
1984-05-23 | 918.338 | 3.306
1984-05-24 | 920.066 | 3.3122
1984-05-25 | 921.796 | 3.3185
1984-05-26 | 923.527 | 3.3247
1984-05-27 | 925.26 | 3.3309
1984-05-28 | 926.995 | 3.3372
1984-05-29 | 928.731 | 3.3434
1984-05-30 | 930.468 | 3.3497
1984-05-31 | 932.207 | 3.3559
1984-06-01 | 933.947 | 3.3622
1984-06-02 | 935.689 | 3.3685
1984-06-03 | 937.432 | 3.3748
1984-06-04 | 939.177 | 3.381
1984-06-05 | 940.923 | 3.3873
1984-06-06 | 942.67 | 3.3936
1984-06-07 | 944.42 | 3.3999
1984-06-08 | 946.17 | 3.4062
1984-06-09 | 947.922 | 3.4125
1984-06-10 | 949.676 | 3.4188
1984-06-11 | 951.431 | 3.4252
1984-06-12 | 953.187 | 3.4315
1984-06-13 | 954.945 | 3.4378
1984-06-14 | 956.705 | 3.4441
1984-06-15 | 958.466 | 3.4505
1984-06-16 | 960.228 | 3.4568
1984-06-17 | 961.992 | 3.4632
1984-06-18 | 963.757 | 3.4695
1984-06-19 | 965.524 | 3.4759
1984-06-20 | 967.293 | 3.4823
1984-06-21 | 969.062 | 3.4886
1984-06-22 | 970.834 | 3.495
1984-06-23 | 972.606 | 3.5014
1984-06-24 | 974.381 | 3.5078
1984-06-25 | 976.156 | 3.5142
1984-06-26 | 977.933 | 3.5206
1984-06-27 | 979.712 | 3.527
1984-06-28 | 981.492 | 3.5334
1984-06-29 | 983.274 | 3.5398
1984-06-30 | 985.057 | 3.5462
1984-07-01 | 986.841 | 3.5526
1984-07-02 | 988.627 | 3.5591
1984-07-03 | 990.415 | 3.5655
1984-07-04 | 992.204 | 3.5719
1984-07-05 | 993.994 | 3.5784
1984-07-06 | 995.786 | 3.5848
1984-07-07 | 997.579 | 3.5913
1984-07-08 | 999.374 | 3.5977
1984-07-09 | 1001.17 | 3.6042
1984-07-10 | 1002.968 | 3.6107
1984-07-11 | 1004.767 | 3.6172
1984-07-12 | 1006.568 | 3.6236
1984-07-13 | 1008.37 | 3.6301
1984-07-14 | 1010.174 | 3.6366
1984-07-15 | 1011.979 | 3.6431
1984-07-16 | 1013.786 | 3.6496
1984-07-17 | 1015.594 | 3.6561
1984-07-18 | 1017.403 | 3.6627
1984-07-19 | 1019.214 | 3.6692
1984-07-20 | 1021.027 | 3.6757
1984-07-21 | 1022.84 | 3.6822
1984-07-22 | 1024.656 | 3.6888
1984-07-23 | 1026.473 | 3.6953
1984-07-24 | 1028.291 | 3.7018
1984-07-25 | 1030.111 | 3.7084
1984-07-26 | 1031.932 | 3.715
1984-07-27 | 1033.755 | 3.7215
1984-07-28 | 1035.579 | 3.7281
1984-07-29 | 1037.404 | 3.7347
1984-07-30 | 1039.232 | 3.7412
1984-07-31 | 1041.06 | 3.7478
1984-08-01 | 1042.89 | 3.7544
1984-08-02 | 1044.722 | 3.761
1984-08-03 | 1046.555 | 3.7676
1984-08-04 | 1048.389 | 3.7742
1984-08-05 | 1050.225 | 3.7808
1984-08-06 | 1052.062 | 3.7874
1984-08-07 | 1053.901 | 3.794
1984-08-08 | 1055.741 | 3.8007
1984-08-09 | 1057.583 | 3.8073
1984-08-10 | 1059.426 | 3.8139
1984-08-11 | 1061.271 | 3.8206
1984-08-12 | 1063.117 | 3.8272
1984-08-13 | 1064.965 | 3.8339
1984-08-14 | 1066.814 | 3.8405
1984-08-15 | 1068.664 | 3.8472
1984-08-16 | 1070.516 | 3.8539
1984-08-17 | 1072.37 | 3.8605
1984-08-18 | 1074.224 | 3.8672
1984-08-19 | 1076.081 | 3.8739
1984-08-20 | 1077.939 | 3.8806
1984-08-21 | 1079.798 | 3.8873
1984-08-22 | 1081.659 | 3.894
1984-08-23 | 1083.521 | 3.9007
1984-08-24 | 1085.384 | 3.9074
1984-08-25 | 1087.249 | 3.9141
1984-08-26 | 1089.116 | 3.9208
1984-08-27 | 1090.984 | 3.9275
1984-08-28 | 1092.854 | 3.9343
1984-08-29 | 1094.724 | 3.941
1984-08-30 | 1096.597 | 3.9477
1984-08-31 | 1098.471 | 3.9545
1984-09-01 | 1100.346 | 3.9612
1984-09-02 | 1102.223 | 3.968
1984-09-03 | 1104.101 | 3.9748
1984-09-04 | 1105.981 | 3.9815
1984-09-05 | 1107.862 | 3.9883
1984-09-06 | 1109.744 | 3.9951
1984-09-07 | 1111.629 | 4.0019
1984-09-08 | 1113.514 | 4.0087
1984-09-09 | 1115.401 | 4.0154
1984-09-10 | 1117.289 | 4.0222
1984-09-11 | 1119.179 | 4.029
1984-09-12 | 1121.071 | 4.0359
1984-09-13 | 1122.963 | 4.0427
1984-09-14 | 1124.858 | 4.0495
1984-09-15 | 1126.753 | 4.0563
1984-09-16 | 1128.65 | 4.0631
1984-09-17 | 1130.549 | 4.07
1984-09-18 | 1132.449 | 4.0768
1984-09-19 | 1134.351 | 4.0837
1984-09-20 | 1136.254 | 4.0905
1984-09-21 | 1138.158 | 4.0974
1984-09-22 | 1140.064 | 4.1042
1984-09-23 | 1141.971 | 4.1111
1984-09-24 | 1143.88 | 4.118
1984-09-25 | 1145.79 | 4.1248
1984-09-26 | 1147.702 | 4.1317
1984-09-27 | 1149.615 | 4.1386
1984-09-28 | 1151.53 | 4.1455
1984-09-29 | 1153.446 | 4.1524
1984-09-30 | 1155.363 | 4.1593
1984-10-01 | 1157.282 | 4.1662
1984-10-02 | 1159.202 | 4.1731
1984-10-03 | 1161.124 | 4.18
1984-10-04 | 1163.048 | 4.187
1984-10-05 | 1164.972 | 4.1939
1984-10-06 | 1166.898 | 4.2008
1984-10-07 | 1168.826 | 4.2078
1984-10-08 | 1170.755 | 4.2147
1984-10-09 | 1172.686 | 4.2217
1984-10-10 | 1174.618 | 4.2286
1984-10-11 | 1176.551 | 4.2356
1984-10-12 | 1178.486 | 4.2425
1984-10-13 | 1180.422 | 4.2495
1984-10-14 | 1182.36 | 4.2565
1984-10-15 | 1184.299 | 4.2635
1984-10-16 | 1186.24 | 4.2705
1984-10-17 | 1188.182 | 4.2775
1984-10-18 | 1190.126 | 4.2845
1984-10-19 | 1192.071 | 4.2915
1984-10-20 | 1194.017 | 4.2985
1984-10-21 | 1195.965 | 4.3055
1984-10-22 | 1197.914 | 4.3125
1984-10-23 | 1199.865 | 4.3195
1984-10-24 | 1201.817 | 4.3265
1984-10-25 | 1203.771 | 4.3336
1984-10-26 | 1205.726 | 4.3406
1984-10-27 | 1207.683 | 4.3477
1984-10-28 | 1209.641 | 4.3547
1984-10-29 | 1211.6 | 4.3618
1984-10-30 | 1213.561 | 4.3688
1984-10-31 | 1215.524 | 4.3759
1984-11-01 | 1217.487 | 4.383
1984-11-02 | 1219.453 | 4.39
1984-11-03 | 1221.419 | 4.3971
1984-11-04 | 1223.388 | 4.4042
1984-11-05 | 1225.357 | 4.4113
1984-11-06 | 1227.328 | 4.4184
1984-11-07 | 1229.301 | 4.4255
1984-11-08 | 1231.275 | 4.4326
1984-11-09 | 1233.25 | 4.4397
1984-11-10 | 1235.227 | 4.4468
1984-11-11 | 1237.205 | 4.4539
1984-11-12 | 1239.185 | 4.4611
1984-11-13 | 1241.166 | 4.4682
1984-11-14 | 1243.148 | 4.4753
1984-11-15 | 1245.132 | 4.4825
1984-11-16 | 1247.118 | 4.4896
1984-11-17 | 1249.105 | 4.4968
1984-11-18 | 1251.093 | 4.5039
1984-11-19 | 1253.083 | 4.5111
1984-11-20 | 1255.074 | 4.5183
1984-11-21 | 1257.067 | 4.5254
1984-11-22 | 1259.061 | 4.5326
1984-11-23 | 1261.056 | 4.5398
1984-11-24 | 1263.053 | 4.547
1984-11-25 | 1265.052 | 4.5542
1984-11-26 | 1267.051 | 4.5614
1984-11-27 | 1269.053 | 4.5686
1984-11-28 | 1271.056 | 4.5758
1984-11-29 | 1273.06 | 4.583
1984-11-30 | 1275.065 | 4.5902
1984-12-01 | 1277.072 | 4.5975
1984-12-02 | 1279.081 | 4.6047
1984-12-03 | 1281.091 | 4.6119
1984-12-04 | 1283.102 | 4.6192
1984-12-05 | 1285.115 | 4.6264
1984-12-06 | 1287.129 | 4.6337
1984-12-07 | 1289.145 | 4.6409
1984-12-08 | 1291.162 | 4.6482
1984-12-09 | 1293.18 | 4.6554
1984-12-10 | 1295.2 | 4.6627
1984-12-11 | 1297.222 | 4.67
1984-12-12 | 1299.245 | 4.6773
1984-12-13 | 1301.269 | 4.6846
1984-12-14 | 1303.295 | 4.6919
1984-12-15 | 1305.322 | 4.6992
1984-12-16 | 1307.35 | 4.7065
1984-12-17 | 1309.381 | 4.7138
1984-12-18 | 1311.412 | 4.7211
1984-12-19 | 1313.445 | 4.7284
1984-12-20 | 1315.479 | 4.7357
1984-12-21 | 1317.515 | 4.7431
1984-12-22 | 1319.552 | 4.7504
1984-12-23 | 1321.591 | 4.7577
1984-12-24 | 1323.631 | 4.7651
1984-12-25 | 1325.672 | 4.7724
1984-12-26 | 1327.715 | 4.7798
1984-12-27 | 1329.76 | 4.7871
1984-12-28 | 1331.806 | 4.7945
1984-12-29 | 1333.853 | 4.8019
1984-12-30 | 1335.901 | 4.8092
1984-12-31 | 1337.952 | 4.8166
1985-01-01 | 1340.003 | 4.824
1985-01-02 | 1342.056 | 4.8314
1985-01-03 | 1344.11 | 4.8388
1985-01-04 | 1346.166 | 4.8462
1985-01-05 | 1348.224 | 4.8536
1985-01-06 | 1350.282 | 4.861
1985-01-07 | 1352.342 | 4.8684
1985-01-08 | 1354.404 | 4.8759
1985-01-09 | 1356.467 | 4.8833
1985-01-10 | 1358.531 | 4.8907
1985-01-11 | 1360.597 | 4.8981
1985-01-12 | 1362.664 | 4.9056
1985-01-13 | 1364.733 | 4.913
1985-01-14 | 1366.803 | 4.9205
1985-01-15 | 1368.875 | 4.928
1985-01-16 | 1370.948 | 4.9354
1985-01-17 | 1373.022 | 4.9429
1985-01-18 | 1375.098 | 4.9504
1985-01-19 | 1377.175 | 4.9578
1985-01-20 | 1379.254 | 4.9653
1985-01-21 | 1381.334 | 4.9728
1985-01-22 | 1383.416 | 4.9803
1985-01-23 | 1385.499 | 4.9878
1985-01-24 | 1387.583 | 4.9953
1985-01-25 | 1389.669 | 5.0028
1985-01-26 | 1391.756 | 5.0103
1985-01-27 | 1393.845 | 5.0178
1985-01-28 | 1395.935 | 5.0254
1985-01-29 | 1398.027 | 5.0329
1985-01-30 | 1400.12 | 5.0404
1985-01-31 | 1402.214 | 5.048
1985-02-01 | 1404.31 | 5.0555
1985-02-02 | 1406.407 | 5.0631
1985-02-03 | 1408.506 | 5.0706
1985-02-04 | 1410.606 | 5.0782
1985-02-05 | 1412.708 | 5.0857
1985-02-06 | 1414.81 | 5.0933
1985-02-07 | 1416.915 | 5.1009
1985-02-08 | 1419.021 | 5.1085
1985-02-09 | 1421.128 | 5.1161
1985-02-10 | 1423.237 | 5.1237
1985-02-11 | 1425.347 | 5.1312
1985-02-12 | 1427.458 | 5.1388
1985-02-13 | 1429.571 | 5.1465
1985-02-14 | 1431.685 | 5.1541
1985-02-15 | 1433.801 | 5.1617
1985-02-16 | 1435.918 | 5.1693
1985-02-17 | 1438.037 | 5.1769
1985-02-18 | 1440.157 | 5.1846
1985-02-19 | 1442.279 | 5.1922
1985-02-20 | 1444.402 | 5.1998
1985-02-21 | 1446.526 | 5.2075
1985-02-22 | 1448.652 | 5.2151
1985-02-23 | 1450.779 | 5.2228
1985-02-24 | 1452.907 | 5.2305
1985-02-25 | 1455.037 | 5.2381
1985-02-26 | 1457.169 | 5.2458
1985-02-27 | 1459.302 | 5.2535
1985-02-28 | 1461.436 | 5.2612
1985-03-01 | 1463.572 | 5.2689
1985-03-02 | 1465.709 | 5.2766
1985-03-03 | 1467.847 | 5.2842
1985-03-04 | 1469.987 | 5.292
1985-03-05 | 1472.129 | 5.2997
1985-03-06 | 1474.271 | 5.3074
1985-03-07 | 1476.416 | 5.3151
1985-03-08 | 1478.561 | 5.3228
1985-03-09 | 1480.708 | 5.3305
1985-03-10 | 1482.857 | 5.3383
1985-03-11 | 1485.007 | 5.346
1985-03-12 | 1487.158 | 5.3538
1985-03-13 | 1489.311 | 5.3615
1985-03-14 | 1491.465 | 5.3693
1985-03-15 | 1493.62 | 5.377
1985-03-16 | 1495.777 | 5.3848
1985-03-17 | 1497.936 | 5.3926
1985-03-18 | 1500.096 | 5.4003
1985-03-19 | 1502.257 | 5.4081
1985-03-20 | 1504.42 | 5.4159
1985-03-21 | 1506.584 | 5.4237
1985-03-22 | 1508.749 | 5.4315
1985-03-23 | 1510.916 | 5.4393
1985-03-24 | 1513.084 | 5.4471
1985-03-25 | 1515.254 | 5.4549
1985-03-26 | 1517.425 | 5.4627
1985-03-27 | 1519.598 | 5.4706
1985-03-28 | 1521.772 | 5.4784
1985-03-29 | 1523.947 | 5.4862
1985-03-30 | 1526.124 | 5.494
1985-03-31 | 1528.302 | 5.5019
1985-04-01 | 1528.62 | 5.503
1985-04-02 | 1517.779 | 5.464
1985-04-03 | 1506.7 | 5.4241
1985-04-04 | 1505.119 | 5.4184
1985-04-05 | 1505.119 | 5.4184
1985-04-06 | 1505.119 | 5.4184
1985-04-07 | 1505.119 | 5.4184
1985-04-08 | 1503.542 | 5.4128
1985-04-09 | 1492.514 | 5.3731
1985-04-10 | 1481.519 | 5.3335
1985-04-11 | 1479.95 | 5.3278
1985-04-12 | 1478.385 | 5.3222
1985-04-13 | 1467.441 | 5.2828
1985-04-14 | 1454.978 | 5.2379
1985-04-15 | 1442.562 | 5.1932
1985-04-16 | 1430.196 | 5.1487
1985-04-17 | 1417.878 | 5.1044
1985-04-18 | 1405.608 | 5.0602
1985-04-19 | 1393.387 | 5.0162
1985-04-20 | 1381.215 | 4.9724
1985-04-21 | 1369.091 | 4.9287
1985-04-22 | 1357.016 | 4.8853
1985-04-23 | 1344.99 | 4.842
1985-04-24 | 1333.012 | 4.7988
1985-04-25 | 1321.084 | 4.7559
1985-04-26 | 1309.204 | 4.7131
1985-04-27 | 1297.373 | 4.6705
1985-04-28 | 1285.592 | 4.6281
1985-04-29 | 1273.859 | 4.5859
1985-04-30 | 1262.402 | 4.5446
1985-05-01 | 1252.349 | 4.5085
1985-05-02 | 1242.56 | 4.4732
1985-05-03 | 1232.805 | 4.4381
1985-05-04 | 1223.085 | 4.4031
1985-05-05 | 1213.4 | 4.3682
1985-05-06 | 1203.751 | 4.3335
1985-05-07 | 1194.136 | 4.2989
1985-05-08 | 1184.557 | 4.2644
1985-05-09 | 1175.013 | 4.23
1985-05-10 | 1165.504 | 4.1958
1985-05-11 | 1156.03 | 4.1617
1985-05-12 | 1146.592 | 4.1277
1985-05-13 | 1137.188 | 4.0939
1985-05-14 | 1127.82 | 4.0602
1985-05-15 | 1118.488 | 4.0266
1985-05-16 | 1109.19 | 3.9931
1985-05-17 | 1099.929 | 3.9597
1985-05-18 | 1090.702 | 3.9265
1985-05-19 | 1081.511 | 3.8934
1985-05-20 | 1072.355 | 3.8605
1985-05-21 | 1063.235 | 3.8276
1985-05-22 | 1054.15 | 3.7949
1985-05-23 | 1045.101 | 3.7624
1985-05-24 | 1036.088 | 3.7299
1985-05-25 | 1027.11 | 3.6976
1985-05-26 | 1018.167 | 3.6654
1985-05-27 | 1009.261 | 3.6333
1985-05-28 | 1000.389 | 3.6014
1985-05-29 | 991.554 | 3.5696
1985-05-30 | 982.754 | 3.5379
1985-05-31 | 973.991 | 3.5064
1985-06-01 | 965.262 | 3.4749
1985-06-02 | 956.57 | 3.4437
1985-06-03 | 947.914 | 3.4125
1985-06-04 | 939.293 | 3.3815
1985-06-05 | 930.708 | 3.3505
1985-06-06 | 922.159 | 3.3198
1985-06-07 | 913.647 | 3.2891
1985-06-08 | 905.17 | 3.2586
1985-06-09 | 896.729 | 3.2282
1985-06-10 | 888.324 | 3.198
1985-06-11 | 879.955 | 3.1678
1985-06-12 | 871.623 | 3.1378
1985-06-13 | 863.326 | 3.108
1985-06-14 | 855.066 | 3.0782
1985-06-15 | 846.842 | 3.0486
1985-06-16 | 838.654 | 3.0192
1985-06-17 | 830.502 | 2.9898
1985-06-18 | 822.387 | 2.9606
1985-06-19 | 814.308 | 2.9315
1985-06-20 | 806.265 | 2.9026
1985-06-21 | 798.259 | 2.8737
1985-06-22 | 790.289 | 2.845
1985-06-23 | 782.356 | 2.8165
1985-06-24 | 774.459 | 2.7881
1985-06-25 | 766.598 | 2.7598
1985-06-26 | 758.775 | 2.7316
1985-06-27 | 750.987 | 2.7036
1985-06-28 | 743.237 | 2.6757
1985-06-29 | 735.523 | 2.6479
1985-06-30 | 727.845 | 2.6202
1985-07-01 | 720.205 | 2.5927
1985-07-02 | 712.601 | 2.5654
1985-07-03 | 705.034 | 2.5381
1985-07-04 | 697.504 | 2.511
1985-07-05 | 690.01 | 2.484
1985-07-06 | 682.554 | 2.4572
1985-07-07 | 675.134 | 2.4305
1985-07-08 | 667.752 | 2.4039
1985-07-09 | 660.406 | 2.3775
1985-07-10 | 653.097 | 2.3511
1985-07-11 | 645.826 | 2.325
1985-07-12 | 638.592 | 2.2989
1985-07-13 | 631.394 | 2.273
1985-07-14 | 624.234 | 2.2472
1985-07-15 | 617.111 | 2.2216
1985-07-16 | 610.026 | 2.1961
1985-07-17 | 602.978 | 2.1707
1985-07-18 | 595.967 | 2.1455
1985-07-19 | 588.993 | 2.1204
1985-07-20 | 582.057 | 2.0954
1985-07-21 | 575.158 | 2.0706
1985-07-22 | 568.297 | 2.0459
1985-07-23 | 561.473 | 2.0213
1985-07-24 | 554.687 | 1.9969
1985-07-25 | 547.939 | 1.9726
1985-07-26 | 541.228 | 1.9484
1985-07-27 | 534.555 | 1.9244
1985-07-28 | 527.92 | 1.9005
1985-07-29 | 521.322 | 1.8768
1985-07-30 | 514.762 | 1.8531
1985-07-31 | 508.24 | 1.8297
1985-08-01 | 501.756 | 1.8063
1985-08-02 | 495.31 | 1.7831
1985-08-03 | 488.902 | 1.76
1985-08-04 | 482.532 | 1.7371
1985-08-05 | 476.2 | 1.7143
1985-08-06 | 469.907 | 1.6917
1985-08-07 | 463.651 | 1.6691
1985-08-08 | 457.434 | 1.6468
1985-08-09 | 451.254 | 1.6245
1985-08-10 | 445.114 | 1.6024
1985-08-11 | 439.011 | 1.5804
1985-08-12 | 432.947 | 1.5586
1985-08-13 | 426.921 | 1.5369
1985-08-14 | 420.934 | 1.5154
1985-08-15 | 414.986 | 1.4939
1985-08-16 | 409.076 | 1.4727
1985-08-17 | 403.204 | 1.4515
1985-08-18 | 397.372 | 1.4305
1985-08-19 | 391.578 | 1.4097
1985-08-20 | 385.823 | 1.389
1985-08-21 | 380.107 | 1.3684
1985-08-22 | 374.429 | 1.3479
1985-08-23 | 368.791 | 1.3276
1985-08-24 | 363.192 | 1.3075
1985-08-25 | 357.631 | 1.2875
1985-08-26 | 352.11 | 1.2676
1985-08-27 | 346.628 | 1.2479
1985-08-28 | 341.185 | 1.2283
1985-08-29 | 335.782 | 1.2088
1985-08-30 | 330.417 | 1.1895
1985-08-31 | 325.093 | 1.1703
1985-09-01 | 319.807 | 1.1513
1985-09-02 | 314.561 | 1.1324
1985-09-03 | 309.355 | 1.1137
1985-09-04 | 304.188 | 1.0951
1985-09-05 | 299.061 | 1.0766
1985-09-06 | 293.974 | 1.0583
1985-09-07 | 288.926 | 1.0401
1985-09-08 | 283.919 | 1.0221
1985-09-09 | 278.951 | 1.0042
1985-09-10 | 274.023 | 0.98648
1985-09-11 | 269.135 | 0.96889
1985-09-12 | 264.288 | 0.95144
1985-09-13 | 259.48 | 0.93413
1985-09-14 | 254.713 | 0.91697
1985-09-15 | 249.986 | 0.89995
1985-09-16 | 245.3 | 0.88308
1985-09-17 | 240.654 | 0.86635
1985-09-18 | 236.048 | 0.84977
1985-09-19 | 231.483 | 0.83334
1985-09-20 | 226.959 | 0.81705
1985-09-21 | 222.475 | 0.80091
1985-09-22 | 218.033 | 0.78492
1985-09-23 | 213.631 | 0.76907
1985-09-24 | 209.27 | 0.75337
1985-09-25 | 204.95 | 0.73782
1985-09-26 | 200.671 | 0.72242
1985-09-27 | 196.433 | 0.70716
1985-09-28 | 192.237 | 0.69205
1985-09-29 | 188.082 | 0.6771
1985-09-30 | 183.968 | 0.66228
1985-10-01 | 179.803 | 0.64729
1985-10-02 | 175.126 | 0.63045
1985-10-03 | 170.415 | 0.61349
1985-10-04 | 166.049 | 0.59778
1985-10-05 | 162.884 | 0.58638
1985-10-06 | 156.916 | 0.5649
1985-10-07 | 152.155 | 0.54776
1985-10-08 | 147.738 | 0.53186
1985-10-09 | 143.38 | 0.51617
1985-10-10 | 139.082 | 0.5007
1985-10-11 | 135.368 | 0.48732
1985-10-12 | 134.84 | 0.48542
1985-10-13 | 134.315 | 0.48353
1985-10-14 | 130.665 | 0.47039
1985-10-15 | 127.055 | 0.4574
1985-10-16 | 126.033 | 0.45372
1985-10-17 | 122.989 | 0.44276
1985-10-18 | 121.982 | 0.43914
1985-10-19 | 118.489 | 0.42656
1985-10-20 | 115.038 | 0.41414
1985-10-21 | 114.548 | 0.41237
1985-10-22 | 114.548 | 0.41237
1985-10-23 | 114.548 | 0.41237
1985-10-24 | 114.548 | 0.41237
1985-10-25 | 114.548 | 0.41237
1985-10-26 | 114.548 | 0.41237
1985-10-27 | 114.548 | 0.41237
1985-10-28 | 114.548 | 0.41237
1985-10-29 | 114.548 | 0.41237
1985-10-30 | 114.548 | 0.41237
1985-10-31 | 114.832 | 0.4134
1985-11-01 | 116.828 | 0.42058
1985-11-02 | 119.127 | 0.42886
1985-11-03 | 121.447 | 0.43721
1985-11-04 | 123.787 | 0.44563
1985-11-05 | 126.148 | 0.45413
1985-11-06 | 128.529 | 0.4627
1985-11-07 | 130.93 | 0.47135
1985-11-08 | 133.351 | 0.48006
1985-11-09 | 135.793 | 0.48885
1985-11-10 | 138.254 | 0.49771
1985-11-11 | 140.736 | 0.50665
1985-11-12 | 143.238 | 0.51566
1985-11-13 | 145.76 | 0.52474
1985-11-14 | 148.302 | 0.53389
1985-11-15 | 150.864 | 0.54311
1985-11-16 | 153.446 | 0.55241
1985-11-17 | 156.048 | 0.56177
1985-11-18 | 158.67 | 0.57121
1985-11-19 | 161.312 | 0.58072
1985-11-20 | 163.974 | 0.59031
1985-11-21 | 166.655 | 0.59996
1985-11-22 | 169.356 | 0.60968
1985-11-23 | 172.077 | 0.61948
1985-11-24 | 174.818 | 0.62934
1985-11-25 | 177.579 | 0.63928
1985-11-26 | 180.359 | 0.64929
1985-11-27 | 183.159 | 0.65937
1985-11-28 | 185.978 | 0.66952
1985-11-29 | 188.818 | 0.67974
1985-11-30 | 191.676 | 0.69003
1985-12-01 | 194.554 | 0.70039
1985-12-02 | 197.452 | 0.71083
1985-12-03 | 200.37 | 0.72133
1985-12-04 | 203.306 | 0.7319
1985-12-05 | 206.263 | 0.74255
1985-12-06 | 209.238 | 0.75326
1985-12-07 | 212.233 | 0.76404
1985-12-08 | 215.248 | 0.77489
1985-12-09 | 218.282 | 0.78582
1985-12-10 | 221.335 | 0.79681
1985-12-11 | 224.407 | 0.80787
1985-12-12 | 227.499 | 0.819
1985-12-13 | 230.61 | 0.8302
1985-12-14 | 233.74 | 0.84146
1985-12-15 | 236.89 | 0.8528
1985-12-16 | 240.058 | 0.86421
1985-12-17 | 243.246 | 0.87569
1985-12-18 | 246.453 | 0.88723
1985-12-19 | 249.679 | 0.89884
1985-12-20 | 252.924 | 0.91053
1985-12-21 | 256.189 | 0.92228
1985-12-22 | 259.472 | 0.9341
1985-12-23 | 262.774 | 0.94599
1985-12-24 | 266.096 | 0.95795
1985-12-25 | 269.436 | 0.96997
1985-12-26 | 272.796 | 0.98207
1985-12-27 | 276.174 | 0.99423
1985-12-28 | 279.571 | 1.0065
1985-12-29 | 282.987 | 1.0188
1985-12-30 | 286.422 | 1.0311
1985-12-31 | 289.876 | 1.0436
1986-01-01 | 293.665 | 1.0572
1986-01-02 | 299.376 | 1.0778
1986-01-03 | 305.457 | 1.0996
1986-01-04 | 311.594 | 1.1217
1986-01-05 | 317.786 | 1.144
1986-01-06 | 324.033 | 1.1665
1986-01-07 | 330.336 | 1.1892
1986-01-08 | 336.694 | 1.2121
1986-01-09 | 343.108 | 1.2352
1986-01-10 | 349.576 | 1.2585
1986-01-11 | 356.099 | 1.282
1986-01-12 | 360.616 | 1.2982
1986-01-13 | 356.929 | 1.2849
1986-01-14 | 373.919 | 1.3461
1986-01-15 | 382.741 | 1.3779
1986-01-16 | 389.538 | 1.4023
1986-01-17 | 396.39 | 1.427
1986-01-18 | 403.296 | 1.4519
1986-01-19 | 410.256 | 1.4769
1986-01-20 | 417.27 | 1.5022
1986-01-21 | 424.339 | 1.5276
1986-01-22 | 431.461 | 1.5533
1986-01-23 | 438.638 | 1.5791
1986-01-24 | 445.868 | 1.6051
1986-01-25 | 452.694 | 1.6297
1986-01-26 | 457.272 | 1.6462
1986-01-27 | 464.18 | 1.671
1986-01-28 | 471.598 | 1.6978
1986-01-29 | 479.07 | 1.7247
1986-01-30 | 486.596 | 1.7517
1986-01-31 | 494.227 | 1.7792
1986-02-01 | 502.225 | 1.808
1986-02-02 | 510.333 | 1.8372
1986-02-03 | 518.501 | 1.8666
1986-02-04 | 526.728 | 1.8962
1986-02-05 | 535.014 | 1.9261
1986-02-06 | 543.358 | 1.9561
1986-02-07 | 551.762 | 1.9863
1986-02-08 | 560.224 | 2.0168
1986-02-09 | 568.745 | 2.0475
1986-02-10 | 577.324 | 2.0784
1986-02-11 | 585.962 | 2.1095
1986-02-12 | 594.658 | 2.1408
1986-02-13 | 603.413 | 2.1723
1986-02-14 | 612.226 | 2.204
1986-02-15 | 621.097 | 2.2359
1986-02-16 | 630.026 | 2.2681
1986-02-17 | 639.013 | 2.3004
1986-02-18 | 648.058 | 2.333
1986-02-19 | 657.161 | 2.3658
1986-02-20 | 666.322 | 2.3988
1986-02-21 | 675.54 | 2.4319
1986-02-22 | 684.817 | 2.4653
1986-02-23 | 694.15 | 2.4989
1986-02-24 | 703.542 | 2.5328
1986-02-25 | 712.991 | 2.5668
1986-02-26 | 722.497 | 2.601
1986-02-27 | 732.06 | 2.6354
1986-02-28 | 741.681 | 2.6701
1986-03-01 | 751.359 | 2.7049
1986-03-02 | 761.094 | 2.7399
1986-03-03 | 770.887 | 2.7752
1986-03-04 | 780.736 | 2.8106
1986-03-05 | 790.642 | 2.8463
1986-03-06 | 800.605 | 2.8822
1986-03-07 | 810.625 | 2.9183
1986-03-08 | 820.701 | 2.9545
1986-03-09 | 830.835 | 2.991
1986-03-10 | 841.024 | 3.0277
1986-03-11 | 851.271 | 3.0646
1986-03-12 | 861.574 | 3.1017
1986-03-13 | 871.933 | 3.139
1986-03-14 | 882.349 | 3.1765
1986-03-15 | 892.821 | 3.2142
1986-03-16 | 903.349 | 3.2521
1986-03-17 | 913.934 | 3.2902
1986-03-18 | 924.575 | 3.3285
1986-03-19 | 935.271 | 3.367
1986-03-20 | 946.024 | 3.4057
1986-03-21 | 956.833 | 3.4446
1986-03-22 | 967.698 | 3.4837
1986-03-23 | 978.618 | 3.523
1986-03-24 | 989.595 | 3.5625
1986-03-25 | 1000.627 | 3.6023
1986-03-26 | 1011.715 | 3.6422
1986-03-27 | 1022.858 | 3.6823
1986-03-28 | 1034.057 | 3.7226
1986-03-29 | 1045.312 | 3.7631
1986-03-30 | 1056.622 | 3.8038
1986-03-31 | 1067.987 | 3.8448
1986-04-01 | 1079.408 | 3.8859
1986-04-02 | 1090.884 | 3.9272
1986-04-03 | 1102.416 | 3.9687
1986-04-04 | 1114.002 | 4.0104
1986-04-05 | 1125.644 | 4.0523
1986-04-06 | 1137.341 | 4.0944
1986-04-07 | 1149.093 | 4.1367
1986-04-08 | 1160.9 | 4.1792
1986-04-09 | 1172.762 | 4.2219
1986-04-10 | 1184.679 | 4.2648
1986-04-11 | 1196.651 | 4.3079
1986-04-12 | 1208.678 | 4.3512
1986-04-13 | 1220.759 | 4.3947
1986-04-14 | 1232.895 | 4.4384
1986-04-15 | 1245.086 | 4.4823
1986-04-16 | 1257.331 | 4.5264
1986-04-17 | 1269.631 | 4.5707
1986-04-18 | 1281.986 | 4.6151
1986-04-19 | 1294.395 | 4.6598
1986-04-20 | 1306.858 | 4.7047
1986-04-21 | 1319.376 | 4.7498
1986-04-22 | 1331.948 | 4.795
1986-04-23 | 1344.574 | 4.8405
1986-04-24 | 1357.255 | 4.8861
1986-04-25 | 1369.99 | 4.932
1986-04-26 | 1382.779 | 4.978
1986-04-27 | 1395.622 | 5.0242
1986-04-28 | 1408.52 | 5.0707
1986-04-29 | 1421.471 | 5.1173
1986-04-30 | 1434.476 | 5.1641
1986-05-01 | 1447.535 | 5.2111
1986-05-02 | 1460.649 | 5.2583
1986-05-03 | 1473.815 | 5.3057
1986-05-04 | 1487.036 | 5.3533
1986-05-05 | 1500.311 | 5.4011
1986-05-06 | 1513.639 | 5.4491
1986-05-07 | 1527.021 | 5.4973
1986-05-08 | 1540.457 | 5.5456
1986-05-09 | 1553.946 | 5.5942
1986-05-10 | 1567.489 | 5.643
1986-05-11 | 1581.085 | 5.6919
1986-05-12 | 1590.595 | 5.7261
1986-05-13 | 1575.337 | 5.6712
1986-05-14 | 1556.044 | 5.6018
1986-05-15 | 1539.247 | 5.5413
1986-05-16 | 1534.465 | 5.5241
1986-05-17 | 1517.783 | 5.464
1986-05-18 | 1498.816 | 5.3957
1986-05-19 | 1479.957 | 5.3278
1986-05-20 | 1463.541 | 5.2687
1986-05-21 | 1461.2 | 5.2603
1986-05-22 | 1460.422 | 5.2575
1986-05-23 | 1455.752 | 5.2407
1986-05-24 | 1454.974 | 5.2379
1986-05-25 | 1454.974 | 5.2379
1986-05-26 | 1454.197 | 5.2351
1986-05-27 | 1449.537 | 5.2183
1986-05-28 | 1448.761 | 5.2155
1986-05-29 | 1448.761 | 5.2155
1986-05-30 | 1447.985 | 5.2127
1986-05-31 | 1419.691 | 5.1109
1986-06-01 | 1279.258 | 4.6053
1986-06-02 | 1256.348 | 4.5229
1986-06-03 | 1256.348 | 4.5229
1986-06-04 | 1256.348 | 4.5229
1986-06-05 | 1255.622 | 4.5202
1986-06-06 | 1251.263 | 4.5045
1986-06-07 | 1250.537 | 4.5019
1986-06-08 | 1250.537 | 4.5019
1986-06-09 | 1250.537 | 4.5019
1986-06-10 | 1250.537 | 4.5019
1986-06-11 | 1249.812 | 4.4993
1986-06-12 | 1245.463 | 4.4837
1986-06-13 | 1244.738 | 4.4811
1986-06-14 | 1214.313 | 4.3715
1986-06-15 | 1034.749 | 3.7251
1986-06-16 | 996.58 | 3.5877
1986-06-17 | 986.136 | 3.5501
1986-06-18 | 975.741 | 3.5127
1986-06-19 | 965.397 | 3.4754
1986-06-20 | 955.103 | 3.4384
1986-06-21 | 946.136 | 3.4061
1986-06-22 | 944.857 | 3.4015
1986-06-23 | 943.581 | 3.3969
1986-06-24 | 934.667 | 3.3648
1986-06-25 | 924.524 | 3.3283
1986-06-26 | 913.178 | 3.2874
1986-06-27 | 895.649 | 3.2243
1986-06-28 | 884.458 | 3.184
1986-06-29 | 873.34 | 3.144
1986-06-30 | 856.165 | 3.0822
1986-07-01 | 845.202 | 3.0427
1986-07-02 | 835.515 | 3.0079
1986-07-03 | 825.879 | 2.9732
1986-07-04 | 816.294 | 2.9387
1986-07-05 | 806.76 | 2.9043
1986-07-06 | 797.277 | 2.8702
1986-07-07 | 787.845 | 2.8362
1986-07-08 | 778.464 | 2.8025
1986-07-09 | 769.135 | 2.7689
1986-07-10 | 759.857 | 2.7355
1986-07-11 | 750.63 | 2.7023
1986-07-12 | 740.315 | 2.6651
1986-07-13 | 724.393 | 2.6078
1986-07-14 | 714.237 | 2.5713
1986-07-15 | 705.267 | 2.539
1986-07-16 | 696.349 | 2.5069
1986-07-17 | 687.483 | 2.4749
1986-07-18 | 678.669 | 2.4432
1986-07-19 | 668.819 | 2.4077
1986-07-20 | 653.084 | 2.3511
1986-07-21 | 639.652 | 2.3027
1986-07-22 | 626.879 | 2.2568
1986-07-23 | 615.27 | 2.215
1986-07-24 | 610.547 | 2.198
1986-07-25 | 608.979 | 2.1923
1986-07-26 | 601.681 | 2.1661
1986-07-27 | 593.388 | 2.1362
1986-07-28 | 585.148 | 2.1065
1986-07-29 | 576.96 | 2.0771
1986-07-30 | 568.825 | 2.0478
1986-07-31 | 560.742 | 2.0187
1986-08-01 | 552.712 | 1.9898
1986-08-02 | 543.253 | 1.9557
1986-08-03 | 527.473 | 1.8989
1986-08-04 | 524.044 | 1.8866
1986-08-05 | 517.231 | 1.862
1986-08-06 | 509.493 | 1.8342
1986-08-07 | 501.807 | 1.8065
1986-08-08 | 494.175 | 1.779
1986-08-09 | 487.538 | 1.7551
1986-08-10 | 484.711 | 1.745
1986-08-11 | 472.071 | 1.6995
1986-08-12 | 460.495 | 1.6578
1986-08-13 | 449.961 | 1.6199
1986-08-14 | 442.246 | 1.5921
1986-08-15 | 434.151 | 1.5629
1986-08-16 | 421.686 | 1.5181
1986-08-17 | 413.756 | 1.4895
1986-08-18 | 406.769 | 1.4644
1986-08-19 | 399.406 | 1.4379
1986-08-20 | 389.967 | 1.4039
1986-08-21 | 382.741 | 1.3779
1986-08-22 | 375.999 | 1.3536
1986-08-23 | 368.897 | 1.328
1986-08-24 | 359.795 | 1.2953
1986-08-25 | 352.425 | 1.2687
1986-08-26 | 342.314 | 1.2323
1986-08-27 | 328.369 | 1.1821
1986-08-28 | 320.514 | 1.1539
1986-08-29 | 311.598 | 1.1218
1986-08-30 | 302.792 | 1.0901
1986-08-31 | 297.485 | 1.0709
1986-09-01 | 298.24 | 1.0737
1986-09-02 | 293.351 | 1.0561
1986-09-03 | 287.013 | 1.0332
1986-09-04 | 278.902 | 1.004
1986-09-05 | 272.704 | 0.98173
1986-09-06 | 266.931 | 0.96095
1986-09-07 | 260.509 | 0.93783
1986-09-08 | 251.001 | 0.9036
1986-09-09 | 246.823 | 0.88856
1986-09-10 | 241.652 | 0.86995
1986-09-11 | 235.181 | 0.84665
1986-09-12 | 205.411 | 0.73948
1986-09-13 | 100.171 | 0.36062
1986-09-14 | 81.868 | 0.29472
1986-09-15 | 78.547 | 0.28277
1986-09-16 | 75.288 | 0.27104
1986-09-17 | 72.092 | 0.25953
1986-09-18 | 68.96 | 0.24826
1986-09-19 | 65.891 | 0.23721
1986-09-20 | 62.886 | 0.22639
1986-09-21 | 59.945 | 0.2158
1986-09-22 | 57.068 | 0.20544
1986-09-23 | 54.256 | 0.19532
1986-09-24 | 50.847 | 0.18305
1986-09-25 | 44.151 | 0.15894
1986-09-26 | 40.412 | 0.14548
1986-09-27 | 39.803 | 0.14329
1986-09-28 | 38.46 | 0.13846
1986-09-29 | 35.261 | 0.12694
1986-09-30 | 32.536 | 0.11713
1986-10-01 | 33.686 | 0.12127
1986-10-02 | 35.512 | 0.12784
1986-10-03 | 37.382 | 0.13458
1986-10-04 | 39.296 | 0.14147
1986-10-05 | 41.253 | 0.14851
1986-10-06 | 43.253 | 0.15571
1986-10-07 | 45.296 | 0.16307
1986-10-08 | 47.382 | 0.17058
1986-10-09 | 49.511 | 0.17824
1986-10-10 | 51.683 | 0.18606
1986-10-11 | 53.897 | 0.19403
1986-10-12 | 56.153 | 0.20215
1986-10-13 | 58.451 | 0.21042
1986-10-14 | 60.791 | 0.21885
1986-10-15 | 63.173 | 0.22742
1986-10-16 | 65.596 | 0.23615
1986-10-17 | 68.061 | 0.24502
1986-10-18 | 70.568 | 0.25404
1986-10-19 | 73.115 | 0.26321
1986-10-20 | 75.704 | 0.27253
1986-10-21 | 78.333 | 0.282
1986-10-22 | 81.004 | 0.29161
1986-10-23 | 83.715 | 0.30137
1986-10-24 | 86.467 | 0.31128
1986-10-25 | 89.259 | 0.32133
1986-10-26 | 92.092 | 0.33153
1986-10-27 | 94.965 | 0.34187
1986-10-28 | 97.878 | 0.35236
1986-10-29 | 100.831 | 0.36299
1986-10-30 | 103.824 | 0.37377
1986-10-31 | 106.857 | 0.38469
1986-11-01 | 109.93 | 0.39575
1986-11-02 | 113.042 | 0.40695
1986-11-03 | 116.194 | 0.4183
1986-11-04 | 119.385 | 0.42979
1986-11-05 | 122.616 | 0.44142
1986-11-06 | 125.886 | 0.45319
1986-11-07 | 129.195 | 0.4651
1986-11-08 | 132.543 | 0.47715
1986-11-09 | 135.93 | 0.48935
1986-11-10 | 139.356 | 0.50168
1986-11-11 | 142.821 | 0.51416
1986-11-12 | 146.325 | 0.52677
1986-11-13 | 149.867 | 0.53952
1986-11-14 | 153.448 | 0.55241
1986-11-15 | 157.067 | 0.56544
1986-11-16 | 160.724 | 0.57861
1986-11-17 | 164.42 | 0.59191
1986-11-18 | 168.155 | 0.60536
1986-11-19 | 171.927 | 0.61894
1986-11-20 | 175.737 | 0.63265
1986-11-21 | 179.586 | 0.64651
1986-11-22 | 183.472 | 0.6605
1986-11-23 | 187.397 | 0.67463
1986-11-24 | 191.359 | 0.68889
1986-11-25 | 195.359 | 0.70329
1986-11-26 | 199.396 | 0.71783
1986-11-27 | 203.471 | 0.7325
1986-11-28 | 207.584 | 0.7473
1986-11-29 | 211.734 | 0.76224
1986-11-30 | 215.921 | 0.77732
1986-12-01 | 220.146 | 0.79253
1986-12-02 | 224.408 | 0.80787
1986-12-03 | 228.708 | 0.82335
1986-12-04 | 233.044 | 0.83896
1986-12-05 | 237.418 | 0.8547
1986-12-06 | 241.828 | 0.87058
1986-12-07 | 246.276 | 0.88659
1986-12-08 | 250.76 | 0.90274
1986-12-09 | 255.281 | 0.91901
1986-12-10 | 259.839 | 0.93542
1986-12-11 | 264.434 | 0.95196
1986-12-12 | 269.065 | 0.96863
1986-12-13 | 273.733 | 0.98544
1986-12-14 | 278.438 | 1.0024
1986-12-15 | 283.179 | 1.0194
1986-12-16 | 287.956 | 1.0366
1986-12-17 | 292.77 | 1.054
1986-12-18 | 297.62 | 1.0714
1986-12-19 | 302.507 | 1.089
1986-12-20 | 307.43 | 1.1067
1986-12-21 | 312.388 | 1.1246
1986-12-22 | 317.384 | 1.1426
1986-12-23 | 322.415 | 1.1607
1986-12-24 | 327.482 | 1.1789
1986-12-25 | 332.585 | 1.1973
1986-12-26 | 337.724 | 1.2158
1986-12-27 | 342.899 | 1.2344
1986-12-28 | 348.109 | 1.2532
1986-12-29 | 353.356 | 1.2721
1986-12-30 | 358.638 | 1.2911
1986-12-31 | 363.956 | 1.3102
1987-01-01 | 369.471 | 1.3301
1987-01-02 | 375.999 | 1.3536
1987-01-03 | 382.741 | 1.3779
1987-01-04 | 389.538 | 1.4023
1987-01-05 | 414.331 | 1.4916
1987-01-06 | 533.433 | 1.9204
1987-01-07 | 560.742 | 2.0187
1987-01-08 | 568.825 | 2.0478
1987-01-09 | 576.96 | 2.0771
1987-01-10 | 585.148 | 2.1065
1987-01-11 | 593.388 | 2.1362
1987-01-12 | 601.681 | 2.1661
1987-01-13 | 610.552 | 2.198
1987-01-14 | 621.588 | 2.2377
1987-01-15 | 627.403 | 2.2587
1987-01-16 | 635.377 | 2.2874
1987-01-17 | 643.931 | 2.3182
1987-01-18 | 653.079 | 2.3511
1987-01-19 | 665.003 | 2.394
1987-01-20 | 673.733 | 2.4254
1987-01-21 | 680.32 | 2.4492
1987-01-22 | 694.13 | 2.4989
1987-01-23 | 697.459 | 2.5109
1987-01-24 | 705.267 | 2.539
1987-01-25 | 714.237 | 2.5713
1987-01-26 | 723.258 | 2.6037
1987-01-27 | 732.33 | 2.6364
1987-01-28 | 741.454 | 2.6692
1987-01-29 | 750.63 | 2.7023
1987-01-30 | 759.857 | 2.7355
1987-01-31 | 767.97 | 2.7647
1987-02-01 | 769.132 | 2.7689
1987-02-02 | 769.132 | 2.7689
1987-02-03 | 769.132 | 2.7689
1987-02-04 | 769.132 | 2.7689
1987-02-05 | 769.132 | 2.7689
1987-02-06 | 769.132 | 2.7689
1987-02-07 | 769.132 | 2.7689
1987-02-08 | 769.132 | 2.7689
1987-02-09 | 769.132 | 2.7689
1987-02-10 | 769.132 | 2.7689
1987-02-11 | 769.132 | 2.7689
1987-02-12 | 769.132 | 2.7689
1987-02-13 | 769.132 | 2.7689
1987-02-14 | 769.132 | 2.7689
1987-02-15 | 769.132 | 2.7689
1987-02-16 | 769.132 | 2.7689
1987-02-17 | 769.132 | 2.7689
1987-02-18 | 769.132 | 2.7689
1987-02-19 | 769.132 | 2.7689
1987-02-20 | 769.132 | 2.7689
1987-02-21 | 769.132 | 2.7689
1987-02-22 | 769.132 | 2.7689
1987-02-23 | 769.132 | 2.7689
1987-02-24 | 769.132 | 2.7689
1987-02-25 | 769.132 | 2.7689
1987-02-26 | 769.132 | 2.7689
1987-02-27 | 769.132 | 2.7689
1987-02-28 | 769.132 | 2.7689
1987-03-01 | 770.296 | 2.7731
1987-03-02 | 778.465 | 2.8025
1987-03-03 | 787.845 | 2.8362
1987-03-04 | 797.277 | 2.8702
1987-03-05 | 831.231 | 2.9924
1987-03-06 | 991.886 | 3.5708
1987-03-07 | 1028.214 | 3.7016
1987-03-08 | 1038.858 | 3.7399
1987-03-09 | 1049.553 | 3.7784
1987-03-10 | 1072.567 | 3.8612
1987-03-11 | 1157.954 | 4.1686
1987-03-12 | 1180.348 | 4.2493
1987-03-13 | 1183.177 | 4.2594
1987-03-14 | 1193.104 | 4.2952
1987-03-15 | 1205.924 | 4.3413
1987-03-16 | 1225.984 | 4.4135
1987-03-17 | 1238.954 | 4.4602
1987-03-18 | 1250.54 | 4.5019
1987-03-19 | 1262.175 | 4.5438
1987-03-20 | 1273.859 | 4.5859
1987-03-21 | 1284.856 | 4.6255
1987-03-22 | 1291.474 | 4.6493
1987-03-23 | 1295.895 | 4.6652
1987-03-24 | 1291.474 | 4.6493
1987-03-25 | 1285.589 | 4.6281
1987-03-26 | 1279.717 | 4.607
1987-03-27 | 1273.126 | 4.5833
1987-03-28 | 1262.175 | 4.5438
1987-03-29 | 1250.54 | 4.5019
1987-03-30 | 1238.954 | 4.4602
1987-03-31 | 1227.418 | 4.4187
1987-04-01 | 1218.796 | 4.3877
1987-04-02 | 1224.54 | 4.4083
1987-04-03 | 1217.362 | 4.3825
1987-04-04 | 1215.928 | 4.3773
1987-04-05 | 1215.928 | 4.3773
1987-04-06 | 1214.496 | 4.3722
1987-04-07 | 1204.492 | 4.3362
1987-04-08 | 1194.523 | 4.3003
1987-04-09 | 1193.101 | 4.2952
1987-04-10 | 1193.101 | 4.2952
1987-04-11 | 1193.101 | 4.2952
1987-04-12 | 1191.682 | 4.2901
1987-04-13 | 1183.177 | 4.2594
1987-04-14 | 1180.348 | 4.2493
1987-04-15 | 1171.881 | 4.2188
1987-04-16 | 1167.661 | 4.2036
1987-04-17 | 1148.051 | 4.133
1987-04-18 | 1127.196 | 4.0579
1987-04-19 | 1114.765 | 4.0132
1987-04-20 | 1102.406 | 3.9687
1987-04-21 | 1083.298 | 3.8999
1987-04-22 | 1072.442 | 3.8608
1987-04-23 | 1069.737 | 3.8511
1987-04-24 | 1060.297 | 3.8171
1987-04-25 | 1049.553 | 3.7784
1987-04-26 | 1039.524 | 3.7423
1987-04-27 | 1032.2 | 3.7159
1987-04-28 | 1018.282 | 3.6658
1987-04-29 | 1007.075 | 3.6255
1987-04-30 | 995.276 | 3.583
1987-05-01 | 975.751 | 3.5127
1987-05-02 | 955.113 | 3.4384
1987-05-03 | 937.212 | 3.374
1987-05-04 | 932.761 | 3.3579
1987-05-05 | 919.476 | 3.3101
1987-05-06 | 905.018 | 3.2581
1987-05-07 | 895.643 | 3.2243
1987-05-08 | 894.396 | 3.2198
1987-05-09 | 893.151 | 3.2153
1987-05-10 | 885.696 | 3.1885
1987-05-11 | 883.217 | 3.1796
1987-05-12 | 874.568 | 3.1484
1987-05-13 | 865.954 | 3.1174
1987-05-14 | 862.889 | 3.1064
1987-05-15 | 850.675 | 3.0624
1987-05-16 | 839.749 | 3.0231
1987-05-17 | 825.883 | 2.9732
1987-05-18 | 811.525 | 2.9215
1987-05-19 | 797.87 | 2.8723
1987-05-20 | 786.674 | 2.832
1987-05-21 | 772.629 | 2.7815
1987-05-22 | 777.294 | 2.7983
1987-05-23 | 776.711 | 2.7962
1987-05-24 | 765.65 | 2.7563
1987-05-25 | 758.701 | 2.7313
1987-05-26 | 745.469 | 2.6837
1987-05-27 | 729.492 | 2.6262
1987-05-28 | 722.691 | 2.6017
1987-05-29 | 714.798 | 2.5733
1987-05-30 | 709.183 | 2.5531
1987-05-31 | 700.802 | 2.5229
1987-06-01 | 692.463 | 2.4929
1987-06-02 | 686.379 | 2.471
1987-06-03 | 673.741 | 2.4255
1987-06-04 | 656.87 | 2.3647
1987-06-05 | 640.722 | 2.3066
1987-06-06 | 631.649 | 2.2739
1987-06-07 | 626.344 | 2.2548
1987-06-08 | 618.424 | 2.2263
1987-06-09 | 610.027 | 2.1961
1987-06-10 | 601.681 | 2.1661
1987-06-11 | 593.388 | 2.1362
1987-06-12 | 585.148 | 2.1065
1987-06-13 | 576.96 | 2.0771
1987-06-14 | 568.825 | 2.0478
1987-06-15 | 560.742 | 2.0187
1987-06-16 | 552.712 | 1.9898
1987-06-17 | 544.735 | 1.961
1987-06-18 | 536.81 | 1.9325
1987-06-19 | 528.939 | 1.9042
1987-06-20 | 521.121 | 1.876
1987-06-21 | 513.355 | 1.8481
1987-06-22 | 505.643 | 1.8203
1987-06-23 | 497.984 | 1.7927
1987-06-24 | 490.379 | 1.7654
1987-06-25 | 482.826 | 1.7382
1987-06-26 | 475.328 | 1.7112
1987-06-27 | 467.882 | 1.6844
1987-06-28 | 460.491 | 1.6578
1987-06-29 | 453.153 | 1.6314
1987-06-30 | 446.774 | 1.6084
1987-07-01 | 444.959 | 1.6019
1987-07-02 | 438.638 | 1.5791
1987-07-03 | 431.461 | 1.5533
1987-07-04 | 424.339 | 1.5276
1987-07-05 | 417.27 | 1.5022
1987-07-06 | 410.256 | 1.4769
1987-07-07 | 403.295 | 1.4519
1987-07-08 | 396.39 | 1.427
1987-07-09 | 389.963 | 1.4039
1987-07-10 | 386.13 | 1.3901
1987-07-11 | 382.317 | 1.3763
1987-07-12 | 375.999 | 1.3536
1987-07-13 | 369.311 | 1.3295
1987-07-14 | 362.678 | 1.3056
1987-07-15 | 356.099 | 1.282
1987-07-16 | 349.576 | 1.2585
1987-07-17 | 343.108 | 1.2352
1987-07-18 | 336.694 | 1.2121
1987-07-19 | 330.336 | 1.1892
1987-07-20 | 324.033 | 1.1665
1987-07-21 | 317.786 | 1.144
1987-07-22 | 311.594 | 1.1217
1987-07-23 | 305.457 | 1.0996
1987-07-24 | 299.376 | 1.0778
1987-07-25 | 293.351 | 1.0561
1987-07-26 | 287.382 | 1.0346
1987-07-27 | 281.469 | 1.0133
1987-07-28 | 275.612 | 0.9922
1987-07-29 | 269.094 | 0.96874
1987-07-30 | 259.091 | 0.93273
1987-07-31 | 253.445 | 0.9124
1987-08-01 | 252.044 | 0.90736
1987-08-02 | 247.171 | 0.88982
1987-08-03 | 241.652 | 0.86995
1987-08-04 | 236.19 | 0.85028
1987-08-05 | 230.786 | 0.83083
1987-08-06 | 225.438 | 0.81158
1987-08-07 | 220.147 | 0.79253
1987-08-08 | 214.914 | 0.77369
1987-08-09 | 209.738 | 0.75506
1987-08-10 | 204.62 | 0.73663
1987-08-11 | 199.56 | 0.71842
1987-08-12 | 211.132 | 0.76008
1987-08-13 | 311.554 | 1.1216
1987-08-14 | 324.033 | 1.1665
1987-08-15 | 317.786 | 1.144
1987-08-16 | 312.362 | 1.1245
1987-08-17 | 310.821 | 1.119
1987-08-18 | 305.457 | 1.0996
1987-08-19 | 299.376 | 1.0778
1987-08-20 | 293.351 | 1.0561
1987-08-21 | 288.123 | 1.0372
1987-08-22 | 287.379 | 1.0346
1987-08-23 | 287.379 | 1.0346
1987-08-24 | 287.379 | 1.0346
1987-08-25 | 286.638 | 1.0319
1987-08-26 | 281.469 | 1.0133
1987-08-27 | 276.339 | 0.99482
1987-08-28 | 274.881 | 0.98957
1987-08-29 | 269.811 | 0.97132
1987-08-30 | 264.779 | 0.9532
1987-08-31 | 263.706 | 0.94934
1987-09-01 | 260.152 | 0.93655
1987-09-02 | 251.349 | 0.90486
1987-09-03 | 249.948 | 0.89981
1987-09-04 | 249.948 | 0.89981
1987-09-05 | 249.948 | 0.89981
1987-09-06 | 249.948 | 0.89981
1987-09-07 | 247.873 | 0.89234
1987-09-08 | 234.511 | 0.84424
1987-09-09 | 226.436 | 0.81517
1987-09-10 | 225.434 | 0.81156
1987-09-11 | 225.434 | 0.81156
1987-09-12 | 225.434 | 0.81156
1987-09-13 | 225.434 | 0.81156
1987-09-14 | 224.441 | 0.80799
1987-09-15 | 217.528 | 0.7831
1987-09-16 | 210.704 | 0.75853
1987-09-17 | 209.735 | 0.75505
1987-09-18 | 209.735 | 0.75505
1987-09-19 | 209.735 | 0.75505
1987-09-20 | 208.774 | 0.75159
1987-09-21 | 203.032 | 0.73092
1987-09-22 | 202.079 | 0.72748
1987-09-23 | 201.134 | 0.72408
1987-09-24 | 194.561 | 0.70042
1987-09-25 | 188.078 | 0.67708
1987-09-26 | 187.158 | 0.67377
1987-09-27 | 187.158 | 0.67377
1987-09-28 | 187.158 | 0.67377
1987-09-29 | 187.158 | 0.67377
1987-09-30 | 187.126 | 0.67365
1987-10-01 | 186.9 | 0.67284
1987-10-02 | 186.643 | 0.67191
1987-10-03 | 186.386 | 0.67099
1987-10-04 | 186.129 | 0.67006
1987-10-05 | 185.873 | 0.66914
1987-10-06 | 185.616 | 0.66822
1987-10-07 | 185.36 | 0.6673
1987-10-08 | 185.104 | 0.66637
1987-10-09 | 184.847 | 0.66545
1987-10-10 | 184.592 | 0.66453
1987-10-11 | 184.336 | 0.66361
1987-10-12 | 184.08 | 0.66269
1987-10-13 | 183.825 | 0.66177
1987-10-14 | 183.57 | 0.66085
1987-10-15 | 183.315 | 0.65993
1987-10-16 | 183.06 | 0.65902
1987-10-17 | 182.805 | 0.6581
1987-10-18 | 182.55 | 0.65718
1987-10-19 | 182.296 | 0.65627
1987-10-20 | 182.042 | 0.65535
1987-10-21 | 181.787 | 0.65443
1987-10-22 | 181.534 | 0.65352
1987-10-23 | 181.28 | 0.65261
1987-10-24 | 181.026 | 0.65169
1987-10-25 | 180.773 | 0.65078
1987-10-26 | 180.519 | 0.64987
1987-10-27 | 180.266 | 0.64896
1987-10-28 | 180.013 | 0.64805
1987-10-29 | 179.76 | 0.64714
1987-10-30 | 179.508 | 0.64623
1987-10-31 | 179.255 | 0.64532
1987-11-01 | 179.003 | 0.64441
1987-11-02 | 178.751 | 0.6435
1987-11-03 | 178.499 | 0.6426
1987-11-04 | 178.247 | 0.64169
1987-11-05 | 177.995 | 0.64078
1987-11-06 | 177.744 | 0.63988
1987-11-07 | 177.492 | 0.63897
1987-11-08 | 177.241 | 0.63807
1987-11-09 | 176.99 | 0.63716
1987-11-10 | 176.739 | 0.63626
1987-11-11 | 176.489 | 0.63536
1987-11-12 | 176.238 | 0.63446
1987-11-13 | 175.988 | 0.63356
1987-11-14 | 175.737 | 0.63265
1987-11-15 | 175.487 | 0.63175
1987-11-16 | 175.237 | 0.63085
1987-11-17 | 174.988 | 0.62996
1987-11-18 | 174.738 | 0.62906
1987-11-19 | 174.489 | 0.62816
1987-11-20 | 174.239 | 0.62726
1987-11-21 | 173.99 | 0.62636
1987-11-22 | 173.741 | 0.62547
1987-11-23 | 173.493 | 0.62457
1987-11-24 | 173.244 | 0.62368
1987-11-25 | 172.996 | 0.62279
1987-11-26 | 172.747 | 0.62189
1987-11-27 | 172.499 | 0.621
1987-11-28 | 172.251 | 0.6201
1987-11-29 | 172.004 | 0.61921
1987-11-30 | 171.756 | 0.61832
1987-12-01 | 171.508 | 0.61743
1987-12-02 | 171.261 | 0.61654
1987-12-03 | 171.014 | 0.61565
1987-12-04 | 170.767 | 0.61476
1987-12-05 | 170.52 | 0.61387
1987-12-06 | 170.274 | 0.61299
1987-12-07 | 170.027 | 0.6121
1987-12-08 | 169.781 | 0.61121
1987-12-09 | 169.535 | 0.61033
1987-12-10 | 169.289 | 0.60944
1987-12-11 | 169.043 | 0.60855
1987-12-12 | 168.797 | 0.60767
1987-12-13 | 168.552 | 0.60679
1987-12-14 | 168.306 | 0.6059
1987-12-15 | 168.061 | 0.60502
1987-12-16 | 167.816 | 0.60414
1987-12-17 | 167.571 | 0.60326
1987-12-18 | 167.326 | 0.60237
1987-12-19 | 167.082 | 0.6015
1987-12-20 | 166.838 | 0.60062
1987-12-21 | 166.593 | 0.59973
1987-12-22 | 166.349 | 0.59886
1987-12-23 | 166.105 | 0.59798
1987-12-24 | 165.862 | 0.5971
1987-12-25 | 165.618 | 0.59622
1987-12-26 | 165.375 | 0.59535
1987-12-27 | 165.132 | 0.59448
1987-12-28 | 164.888 | 0.5936
1987-12-29 | 164.646 | 0.59273
1987-12-30 | 164.403 | 0.59185
1987-12-31 | 164.16 | 0.59098
1988-01-01 | 163.918 | 0.5901
1988-01-02 | 163.676 | 0.58923
1988-01-03 | 163.434 | 0.58836
1988-01-04 | 163.192 | 0.58749
1988-01-05 | 162.95 | 0.58662
1988-01-06 | 162.708 | 0.58575
1988-01-07 | 162.467 | 0.58488
1988-01-08 | 162.226 | 0.58401
1988-01-09 | 161.984 | 0.58314
1988-01-10 | 161.743 | 0.58227
1988-01-11 | 161.503 | 0.58141
1988-01-12 | 161.262 | 0.58054
1988-01-13 | 161.022 | 0.57968
1988-01-14 | 160.781 | 0.57881
1988-01-15 | 160.541 | 0.57795
1988-01-16 | 160.301 | 0.57708
1988-01-17 | 160.061 | 0.57622
1988-01-18 | 159.822 | 0.57536
1988-01-19 | 159.582 | 0.5745
1988-01-20 | 159.343 | 0.57363
1988-01-21 | 159.104 | 0.57277
1988-01-22 | 158.865 | 0.57191
1988-01-23 | 158.626 | 0.57105
1988-01-24 | 158.387 | 0.57019
1988-01-25 | 158.149 | 0.56934
1988-01-26 | 157.911 | 0.56848
1988-01-27 | 157.672 | 0.56762
1988-01-28 | 157.434 | 0.56676
1988-01-29 | 157.197 | 0.56591
1988-01-30 | 156.959 | 0.56505
1988-01-31 | 156.721 | 0.5642
1988-02-01 | 156.484 | 0.56334
1988-02-02 | 156.247 | 0.56249
1988-02-03 | 156.01 | 0.56164
1988-02-04 | 155.773 | 0.56078
1988-02-05 | 155.536 | 0.55993
1988-02-06 | 155.3 | 0.55908
1988-02-07 | 155.063 | 0.55823
1988-02-08 | 154.827 | 0.55738
1988-02-09 | 154.591 | 0.55653
1988-02-10 | 154.355 | 0.55568
1988-02-11 | 154.12 | 0.55483
1988-02-12 | 153.884 | 0.55398
1988-02-13 | 153.649 | 0.55314
1988-02-14 | 153.414 | 0.55229
1988-02-15 | 153.178 | 0.55144
1988-02-16 | 152.944 | 0.5506
1988-02-17 | 152.709 | 0.54975
1988-02-18 | 152.474 | 0.54891
1988-02-19 | 152.24 | 0.54806
1988-02-20 | 152.006 | 0.54722
1988-02-21 | 151.772 | 0.54638
1988-02-22 | 151.538 | 0.54554
1988-02-23 | 151.304 | 0.54469
1988-02-24 | 151.07 | 0.54385
1988-02-25 | 150.837 | 0.54301
1988-02-26 | 150.604 | 0.54217
1988-02-27 | 150.371 | 0.54134
1988-02-28 | 150.138 | 0.5405
1988-02-29 | 149.905 | 0.53966
1988-03-01 | 149.673 | 0.53882
1988-03-02 | 149.44 | 0.53798
1988-03-03 | 149.208 | 0.53715
1988-03-04 | 148.976 | 0.53631
1988-03-05 | 148.744 | 0.53548
1988-03-06 | 148.512 | 0.53464
1988-03-07 | 148.28 | 0.53381
1988-03-08 | 148.049 | 0.53298
1988-03-09 | 147.818 | 0.53214
1988-03-10 | 147.587 | 0.53131
1988-03-11 | 147.356 | 0.53048
1988-03-12 | 147.125 | 0.52965
1988-03-13 | 146.894 | 0.52882
1988-03-14 | 146.664 | 0.52799
1988-03-15 | 146.434 | 0.52716
1988-03-16 | 146.204 | 0.52633
1988-03-17 | 145.974 | 0.52551
1988-03-18 | 145.744 | 0.52468
1988-03-19 | 145.514 | 0.52385
1988-03-20 | 145.285 | 0.52303
1988-03-21 | 145.055 | 0.5222
1988-03-22 | 144.826 | 0.52137
1988-03-23 | 144.597 | 0.52055
1988-03-24 | 144.369 | 0.51973
1988-03-25 | 144.14 | 0.5189
1988-03-26 | 143.911 | 0.51808
1988-03-27 | 143.683 | 0.51726
1988-03-28 | 143.455 | 0.51644
1988-03-29 | 143.227 | 0.51562
1988-03-30 | 142.999 | 0.5148
1988-03-31 | 142.772 | 0.51398
1988-04-01 | 142.544 | 0.51316
1988-04-02 | 142.317 | 0.51234
1988-04-03 | 142.09 | 0.51152
1988-04-04 | 141.863 | 0.51071
1988-04-05 | 141.636 | 0.50989
1988-04-06 | 141.409 | 0.50907
1988-04-07 | 141.183 | 0.50826
1988-04-08 | 140.957 | 0.50745
1988-04-09 | 140.73 | 0.50663
1988-04-10 | 140.504 | 0.50581
1988-04-11 | 140.279 | 0.505
1988-04-12 | 140.053 | 0.50419
1988-04-13 | 139.827 | 0.50338
1988-04-14 | 139.602 | 0.50257
1988-04-15 | 139.377 | 0.50176
1988-04-16 | 139.152 | 0.50095
1988-04-17 | 138.927 | 0.50014
1988-04-18 | 138.703 | 0.49933
1988-04-19 | 138.478 | 0.49852
1988-04-20 | 138.254 | 0.49771
1988-04-21 | 138.03 | 0.49691
1988-04-22 | 137.806 | 0.4961
1988-04-23 | 137.582 | 0.4953
1988-04-24 | 137.358 | 0.49449
1988-04-25 | 137.135 | 0.49369
1988-04-26 | 136.911 | 0.49288
1988-04-27 | 136.688 | 0.49208
1988-04-28 | 136.465 | 0.49127
1988-04-29 | 136.242 | 0.49047
1988-04-30 | 136.02 | 0.48967
1988-05-01 | 135.797 | 0.48887
1988-05-02 | 135.575 | 0.48807
1988-05-03 | 135.353 | 0.48727
1988-05-04 | 135.131 | 0.48647
1988-05-05 | 134.909 | 0.48567
1988-05-06 | 134.687 | 0.48487
1988-05-07 | 134.466 | 0.48408
1988-05-08 | 134.244 | 0.48328
1988-05-09 | 134.023 | 0.48248
1988-05-10 | 133.802 | 0.48169
1988-05-11 | 133.581 | 0.48089
1988-05-12 | 133.36 | 0.4801
1988-05-13 | 133.14 | 0.4793
1988-05-14 | 132.92 | 0.47851
1988-05-15 | 132.699 | 0.47772
1988-05-16 | 132.479 | 0.47692
1988-05-17 | 132.26 | 0.47614
1988-05-18 | 132.04 | 0.47534
1988-05-19 | 131.82 | 0.47455
1988-05-20 | 131.601 | 0.47376
1988-05-21 | 131.382 | 0.47298
1988-05-22 | 131.163 | 0.47219
1988-05-23 | 130.944 | 0.4714
1988-05-24 | 130.725 | 0.47061
1988-05-25 | 130.507 | 0.46983
1988-05-26 | 130.288 | 0.46904
1988-05-27 | 130.07 | 0.46825
1988-05-28 | 129.852 | 0.46747
1988-05-29 | 129.634 | 0.46668
1988-05-30 | 129.417 | 0.4659
1988-05-31 | 129.199 | 0.46512
1988-06-01 | 128.982 | 0.46434
1988-06-02 | 128.765 | 0.46355
1988-06-03 | 128.548 | 0.46277
1988-06-04 | 128.331 | 0.46199
1988-06-05 | 128.114 | 0.46121
1988-06-06 | 127.898 | 0.46043
1988-06-07 | 127.681 | 0.45965
1988-06-08 | 127.465 | 0.45887
1988-06-09 | 127.249 | 0.4581
1988-06-10 | 127.033 | 0.45732
1988-06-11 | 126.818 | 0.45654
1988-06-12 | 126.602 | 0.45577
1988-06-13 | 126.387 | 0.45499
1988-06-14 | 126.172 | 0.45422
1988-06-15 | 125.957 | 0.45345
1988-06-16 | 125.742 | 0.45267
1988-06-17 | 125.527 | 0.4519
1988-06-18 | 125.313 | 0.45113
1988-06-19 | 125.098 | 0.45035
1988-06-20 | 124.884 | 0.44958
1988-06-21 | 124.67 | 0.44881
1988-06-22 | 124.456 | 0.44804
1988-06-23 | 124.243 | 0.44727
1988-06-24 | 124.029 | 0.4465
1988-06-25 | 123.816 | 0.44574
1988-06-26 | 123.603 | 0.44497
1988-06-27 | 123.39 | 0.4442
1988-06-28 | 123.177 | 0.44344
1988-06-29 | 122.964 | 0.44267
1988-06-30 | 122.752 | 0.44191
1988-07-01 | 122.539 | 0.44114
1988-07-02 | 122.327 | 0.44038
1988-07-03 | 122.115 | 0.43961
1988-07-04 | 121.903 | 0.43885
1988-07-05 | 121.692 | 0.43809
1988-07-06 | 121.48 | 0.43733
1988-07-07 | 121.269 | 0.43657
1988-07-08 | 121.058 | 0.43581
1988-07-09 | 120.847 | 0.43505
1988-07-10 | 120.636 | 0.43429
1988-07-11 | 120.425 | 0.43353
1988-07-12 | 120.215 | 0.43277
1988-07-13 | 120.004 | 0.43201
1988-07-14 | 119.794 | 0.43126
1988-07-15 | 119.584 | 0.4305
1988-07-16 | 119.374 | 0.42975
1988-07-17 | 119.165 | 0.42899
1988-07-18 | 118.955 | 0.42824
1988-07-19 | 118.746 | 0.42749
1988-07-20 | 118.537 | 0.42673
1988-07-21 | 118.328 | 0.42598
1988-07-22 | 118.119 | 0.42523
1988-07-23 | 117.91 | 0.42448
1988-07-24 | 117.702 | 0.42373
1988-07-25 | 117.494 | 0.42298
1988-07-26 | 117.285 | 0.42223
1988-07-27 | 117.077 | 0.42148
1988-07-28 | 116.87 | 0.42073
1988-07-29 | 116.662 | 0.41998
1988-07-30 | 116.455 | 0.41924
1988-07-31 | 116.247 | 0.41849
1988-08-01 | 116.04 | 0.41774
1988-08-02 | 115.833 | 0.417
1988-08-03 | 115.626 | 0.41625
1988-08-04 | 115.42 | 0.41551
1988-08-05 | 115.213 | 0.41477
1988-08-06 | 115.007 | 0.41403
1988-08-07 | 114.801 | 0.41328
1988-08-08 | 114.595 | 0.41254
1988-08-09 | 114.389 | 0.4118
1988-08-10 | 114.184 | 0.41106
1988-08-11 | 113.978 | 0.41032
1988-08-12 | 113.773 | 0.40958
1988-08-13 | 113.568 | 0.40884
1988-08-14 | 113.363 | 0.40811
1988-08-15 | 113.158 | 0.40737
1988-08-16 | 112.953 | 0.40663
1988-08-17 | 112.749 | 0.4059
1988-08-18 | 112.545 | 0.40516
1988-08-19 | 112.341 | 0.40443
1988-08-20 | 112.137 | 0.40369
1988-08-21 | 111.933 | 0.40296
1988-08-22 | 111.729 | 0.40222
1988-08-23 | 111.526 | 0.40149
1988-08-24 | 111.323 | 0.40076
1988-08-25 | 111.12 | 0.40003
1988-08-26 | 110.917 | 0.3993
1988-08-27 | 110.714 | 0.39857
1988-08-28 | 110.511 | 0.39784
1988-08-29 | 110.309 | 0.39711
1988-08-30 | 110.107 | 0.39639
1988-08-31 | 109.905 | 0.39566
1988-09-01 | 109.703 | 0.39493
1988-09-02 | 109.501 | 0.3942
1988-09-03 | 109.299 | 0.39348
1988-09-04 | 109.098 | 0.39275
1988-09-05 | 108.897 | 0.39203
1988-09-06 | 108.696 | 0.39131
1988-09-07 | 108.495 | 0.39058
1988-09-08 | 108.294 | 0.38986
1988-09-09 | 108.094 | 0.38914
1988-09-10 | 107.893 | 0.38841
1988-09-11 | 107.693 | 0.38769
1988-09-12 | 107.493 | 0.38697
1988-09-13 | 107.293 | 0.38625
1988-09-14 | 107.093 | 0.38553
1988-09-15 | 106.894 | 0.38482
1988-09-16 | 106.695 | 0.3841
1988-09-17 | 106.495 | 0.38338
1988-09-18 | 106.296 | 0.38267
1988-09-19 | 106.098 | 0.38195
1988-09-20 | 105.899 | 0.38124
1988-09-21 | 105.7 | 0.38052
1988-09-22 | 105.502 | 0.37981
1988-09-23 | 105.304 | 0.37909
1988-09-24 | 105.106 | 0.37838
1988-09-25 | 104.908 | 0.37767
1988-09-26 | 104.71 | 0.37696
1988-09-27 | 104.513 | 0.37625
1988-09-28 | 104.316 | 0.37554
1988-09-29 | 104.118 | 0.37482
1988-09-30 | 103.921 | 0.37412
1988-10-01 | 103.725 | 0.37341
1988-10-02 | 103.528 | 0.3727
1988-10-03 | 103.331 | 0.37199
1988-10-04 | 103.135 | 0.37129
1988-10-05 | 102.939 | 0.37058
1988-10-06 | 102.743 | 0.36987
1988-10-07 | 102.547 | 0.36917
1988-10-08 | 102.352 | 0.36847
1988-10-09 | 102.156 | 0.36776
1988-10-10 | 101.961 | 0.36706
1988-10-11 | 101.766 | 0.36636
1988-10-12 | 101.571 | 0.36566
1988-10-13 | 101.376 | 0.36495
1988-10-14 | 101.181 | 0.36425
1988-10-15 | 100.987 | 0.36355
1988-10-16 | 100.793 | 0.36285
1988-10-17 | 100.599 | 0.36216
1988-10-18 | 100.405 | 0.36146
1988-10-19 | 100.211 | 0.36076
1988-10-20 | 100.017 | 0.36006
1988-10-21 | 99.824 | 0.35937
1988-10-22 | 99.631 | 0.35867
1988-10-23 | 99.438 | 0.35798
1988-10-24 | 99.245 | 0.35728
1988-10-25 | 99.052 | 0.35659
1988-10-26 | 98.86 | 0.3559
1988-10-27 | 98.667 | 0.3552
1988-10-28 | 98.475 | 0.35451
1988-10-29 | 98.283 | 0.35382
1988-10-30 | 98.091 | 0.35313
1988-10-31 | 97.899 | 0.35244
1988-11-01 | 97.708 | 0.35175
1988-11-02 | 97.516 | 0.35106
1988-11-03 | 97.325 | 0.35037
1988-11-04 | 97.134 | 0.34968
1988-11-05 | 96.943 | 0.34899
1988-11-06 | 96.753 | 0.34831
1988-11-07 | 96.562 | 0.34762
1988-11-08 | 96.372 | 0.34694
1988-11-09 | 96.182 | 0.34626
1988-11-10 | 95.992 | 0.34557
1988-11-11 | 95.802 | 0.34489
1988-11-12 | 95.612 | 0.3442
1988-11-13 | 95.423 | 0.34352
1988-11-14 | 95.234 | 0.34284
1988-11-15 | 95.044 | 0.34216
1988-11-16 | 94.855 | 0.34148
1988-11-17 | 94.667 | 0.3408
1988-11-18 | 94.478 | 0.34012
1988-11-19 | 94.29 | 0.33944
1988-11-20 | 94.101 | 0.33876
1988-11-21 | 93.913 | 0.33809
1988-11-22 | 93.725 | 0.33741
1988-11-23 | 93.538 | 0.33674
1988-11-24 | 93.35 | 0.33606
1988-11-25 | 93.163 | 0.33539
1988-11-26 | 92.975 | 0.33471
1988-11-27 | 92.788 | 0.33404
1988-11-28 | 92.601 | 0.33336
1988-11-29 | 92.415 | 0.33269
1988-11-30 | 92.228 | 0.33202
1988-12-01 | 92.042 | 0.33135
1988-12-02 | 91.855 | 0.33068
1988-12-03 | 91.669 | 0.33001
1988-12-04 | 91.483 | 0.32934
1988-12-05 | 91.298 | 0.32867
1988-12-06 | 91.112 | 0.328
1988-12-07 | 90.927 | 0.32734
1988-12-08 | 90.742 | 0.32667
1988-12-09 | 90.557 | 0.32601
1988-12-10 | 90.372 | 0.32534
1988-12-11 | 90.187 | 0.32467
1988-12-12 | 90.003 | 0.32401
1988-12-13 | 89.818 | 0.32334
1988-12-14 | 89.634 | 0.32268
1988-12-15 | 89.45 | 0.32202
1988-12-16 | 89.266 | 0.32136
1988-12-17 | 89.083 | 0.3207
1988-12-18 | 88.899 | 0.32004
1988-12-19 | 88.716 | 0.31938
1988-12-20 | 88.533 | 0.31872
1988-12-21 | 88.35 | 0.31806
1988-12-22 | 88.167 | 0.3174
1988-12-23 | 87.985 | 0.31675
1988-12-24 | 87.802 | 0.31609
1988-12-25 | 87.62 | 0.31543
1988-12-26 | 87.438 | 0.31478
1988-12-27 | 87.256 | 0.31412
1988-12-28 | 87.074 | 0.31347
1988-12-29 | 86.893 | 0.31281
1988-12-30 | 86.711 | 0.31216
1988-12-31 | 86.53 | 0.31151
1989-01-01 | 86.349 | 0.31086
1989-01-02 | 86.168 | 0.3102
1989-01-03 | 85.987 | 0.30955
1989-01-04 | 85.807 | 0.30891
1989-01-05 | 85.626 | 0.30825
1989-01-06 | 85.446 | 0.30761
1989-01-07 | 85.266 | 0.30696
1989-01-08 | 85.086 | 0.30631
1989-01-09 | 84.907 | 0.30567
1989-01-10 | 84.727 | 0.30502
1989-01-11 | 84.548 | 0.30437
1989-01-12 | 84.369 | 0.30373
1989-01-13 | 84.19 | 0.30308
1989-01-14 | 84.011 | 0.30244
1989-01-15 | 83.832 | 0.3018
1989-01-16 | 83.654 | 0.30115
1989-01-17 | 83.476 | 0.30051
1989-01-18 | 83.298 | 0.29987
1989-01-19 | 83.12 | 0.29923
1989-01-20 | 82.942 | 0.29859
1989-01-21 | 82.764 | 0.29795
1989-01-22 | 82.587 | 0.29731
1989-01-23 | 82.41 | 0.29668
1989-01-24 | 82.233 | 0.29604
1989-01-25 | 82.056 | 0.2954
1989-01-26 | 81.879 | 0.29476
1989-01-27 | 81.702 | 0.29413
1989-01-28 | 81.526 | 0.29349
1989-01-29 | 81.35 | 0.29286
1989-01-30 | 81.174 | 0.29223
1989-01-31 | 80.998 | 0.29159
1989-02-01 | 80.822 | 0.29096
1989-02-02 | 80.647 | 0.29033
1989-02-03 | 80.471 | 0.2897
1989-02-04 | 80.296 | 0.28907
1989-02-05 | 80.121 | 0.28844
1989-02-06 | 79.947 | 0.28781
1989-02-07 | 79.772 | 0.28718
1989-02-08 | 79.597 | 0.28655
1989-02-09 | 79.423 | 0.28592
1989-02-10 | 79.249 | 0.2853
1989-02-11 | 79.075 | 0.28467
1989-02-12 | 78.901 | 0.28404
1989-02-13 | 78.728 | 0.28342
1989-02-14 | 78.554 | 0.28279
1989-02-15 | 78.381 | 0.28217
1989-02-16 | 78.208 | 0.28155
1989-02-17 | 78.035 | 0.28093
1989-02-18 | 77.862 | 0.2803
1989-02-19 | 77.69 | 0.27968
1989-02-20 | 77.518 | 0.27906
1989-02-21 | 77.345 | 0.27844
1989-02-22 | 77.173 | 0.27782
1989-02-23 | 77.001 | 0.2772
1989-02-24 | 76.83 | 0.27659
1989-02-25 | 76.658 | 0.27597
1989-02-26 | 76.487 | 0.27535
1989-02-27 | 76.316 | 0.27474
1989-02-28 | 76.145 | 0.27412
1989-03-01 | 75.974 | 0.27351
1989-03-02 | 75.803 | 0.27289
1989-03-03 | 75.633 | 0.27228
1989-03-04 | 75.463 | 0.27167
1989-03-05 | 75.293 | 0.27105
1989-03-06 | 75.123 | 0.27044
1989-03-07 | 74.953 | 0.26983
1989-03-08 | 74.783 | 0.26922
1989-03-09 | 74.614 | 0.26861
1989-03-10 | 74.445 | 0.268
1989-03-11 | 74.276 | 0.26739
1989-03-12 | 74.107 | 0.26679
1989-03-13 | 73.938 | 0.26618
1989-03-14 | 73.77 | 0.26557
1989-03-15 | 73.601 | 0.26496
1989-03-16 | 73.433 | 0.26436
1989-03-17 | 73.265 | 0.26375
1989-03-18 | 73.097 | 0.26315
1989-03-19 | 72.93 | 0.26255
1989-03-20 | 72.762 | 0.26194
1989-03-21 | 72.595 | 0.26134
1989-03-22 | 72.428 | 0.26074
1989-03-23 | 72.261 | 0.26014
1989-03-24 | 72.094 | 0.25954
1989-03-25 | 71.927 | 0.25894
1989-03-26 | 71.761 | 0.25834
1989-03-27 | 71.595 | 0.25774
1989-03-28 | 71.429 | 0.25714
1989-03-29 | 71.263 | 0.25655
1989-03-30 | 71.097 | 0.25595
1989-03-31 | 70.932 | 0.25536
1989-04-01 | 70.766 | 0.25476
1989-04-02 | 70.601 | 0.25416
1989-04-03 | 70.436 | 0.25357
1989-04-04 | 70.271 | 0.25298
1989-04-05 | 70.106 | 0.25238
1989-04-06 | 69.942 | 0.25179
1989-04-07 | 69.778 | 0.2512
1989-04-08 | 69.614 | 0.25061
1989-04-09 | 69.45 | 0.25002
1989-04-10 | 69.286 | 0.24943
1989-04-11 | 69.122 | 0.24884
1989-04-12 | 68.959 | 0.24825
1989-04-13 | 68.796 | 0.24767
1989-04-14 | 68.632 | 0.24708
1989-04-15 | 68.47 | 0.24649
1989-04-16 | 68.307 | 0.24591
1989-04-17 | 68.144 | 0.24532
1989-04-18 | 67.982 | 0.24474
1989-04-19 | 67.82 | 0.24415
1989-04-20 | 67.658 | 0.24357
1989-04-21 | 67.496 | 0.24299
1989-04-22 | 67.334 | 0.2424
1989-04-23 | 67.173 | 0.24182
1989-04-24 | 67.011 | 0.24124
1989-04-25 | 66.85 | 0.24066
1989-04-26 | 66.689 | 0.24008
1989-04-27 | 66.529 | 0.2395
1989-04-28 | 66.368 | 0.23892
1989-04-29 | 66.208 | 0.23835
1989-04-30 | 66.047 | 0.23777
1989-05-01 | 65.887 | 0.23719
1989-05-02 | 65.727 | 0.23662
1989-05-03 | 65.568 | 0.23604
1989-05-04 | 65.408 | 0.23547
1989-05-05 | 65.249 | 0.2349
1989-05-06 | 65.09 | 0.23432
1989-05-07 | 64.93 | 0.23375
1989-05-08 | 64.772 | 0.23318
1989-05-09 | 64.613 | 0.23261
1989-05-10 | 64.455 | 0.23204
1989-05-11 | 64.296 | 0.23147
1989-05-12 | 64.138 | 0.2309
1989-05-13 | 63.98 | 0.23033
1989-05-14 | 63.822 | 0.22976
1989-05-15 | 63.665 | 0.22919
1989-05-16 | 63.507 | 0.22863
1989-05-17 | 63.35 | 0.22806
1989-05-18 | 63.193 | 0.22749
1989-05-19 | 63.036 | 0.22693
1989-05-20 | 62.88 | 0.22637
1989-05-21 | 62.723 | 0.2258
1989-05-22 | 62.567 | 0.22524
1989-05-23 | 62.41 | 0.22468
1989-05-24 | 62.254 | 0.22411
1989-05-25 | 62.099 | 0.22356
1989-05-26 | 61.943 | 0.22299
1989-05-27 | 61.788 | 0.22244
1989-05-28 | 61.632 | 0.22188
1989-05-29 | 61.477 | 0.22132
1989-05-30 | 61.322 | 0.22076
1989-05-31 | 61.168 | 0.2202
1989-06-01 | 61.013 | 0.21965
1989-06-02 | 60.859 | 0.21909
1989-06-03 | 60.704 | 0.21853
1989-06-04 | 60.55 | 0.21798
1989-06-05 | 60.396 | 0.21743
1989-06-06 | 60.243 | 0.21687
1989-06-07 | 60.089 | 0.21632
1989-06-08 | 59.936 | 0.21577
1989-06-09 | 59.783 | 0.21522
1989-06-10 | 59.63 | 0.21467
1989-06-11 | 59.477 | 0.21412
1989-06-12 | 59.324 | 0.21357
1989-06-13 | 59.172 | 0.21302
1989-06-14 | 59.02 | 0.21247
1989-06-15 | 58.868 | 0.21192
1989-06-16 | 58.716 | 0.21138
1989-06-17 | 58.564 | 0.21083
1989-06-18 | 58.413 | 0.21029
1989-06-19 | 58.261 | 0.20974
1989-06-20 | 58.11 | 0.2092
1989-06-21 | 57.959 | 0.20865
1989-06-22 | 57.808 | 0.20811
1989-06-23 | 57.658 | 0.20757
1989-06-24 | 57.507 | 0.20703
1989-06-25 | 57.357 | 0.20649
1989-06-26 | 57.207 | 0.20595
1989-06-27 | 57.057 | 0.20541
1989-06-28 | 56.907 | 0.20487
1989-06-29 | 56.758 | 0.20433
1989-06-30 | 56.608 | 0.20379
1989-07-01 | 56.459 | 0.20325
1989-07-02 | 56.31 | 0.20272
1989-07-03 | 56.161 | 0.20218
1989-07-04 | 56.012 | 0.20164
1989-07-05 | 55.864 | 0.20111
1989-07-06 | 55.716 | 0.20058
1989-07-07 | 55.568 | 0.20004
1989-07-08 | 55.42 | 0.19951
1989-07-09 | 55.272 | 0.19898
1989-07-10 | 55.124 | 0.19845
1989-07-11 | 54.977 | 0.19792
1989-07-12 | 54.83 | 0.19739
1989-07-13 | 54.683 | 0.19686
1989-07-14 | 54.536 | 0.19633
1989-07-15 | 54.389 | 0.1958
1989-07-16 | 54.242 | 0.19527
1989-07-17 | 54.096 | 0.19475
1989-07-18 | 53.95 | 0.19422
1989-07-19 | 53.804 | 0.19369
1989-07-20 | 53.658 | 0.19317
1989-07-21 | 53.513 | 0.19265
1989-07-22 | 53.367 | 0.19212
1989-07-23 | 53.222 | 0.1916
1989-07-24 | 53.077 | 0.19108
1989-07-25 | 52.932 | 0.19056
1989-07-26 | 52.787 | 0.19003
1989-07-27 | 52.643 | 0.18951
1989-07-28 | 52.498 | 0.18899
1989-07-29 | 52.354 | 0.18847
1989-07-30 | 52.21 | 0.18796
1989-07-31 | 52.067 | 0.18744
1989-08-01 | 51.923 | 0.18692
1989-08-02 | 51.779 | 0.1864
1989-08-03 | 51.636 | 0.18589
1989-08-04 | 51.493 | 0.18537
1989-08-05 | 51.35 | 0.18486
1989-08-06 | 51.207 | 0.18435
1989-08-07 | 51.065 | 0.18383
1989-08-08 | 50.923 | 0.18332
1989-08-09 | 50.78 | 0.18281
1989-08-10 | 50.638 | 0.1823
1989-08-11 | 50.497 | 0.18179
1989-08-12 | 50.355 | 0.18128
1989-08-13 | 50.214 | 0.18077
1989-08-14 | 50.072 | 0.18026
1989-08-15 | 49.931 | 0.17975
1989-08-16 | 49.79 | 0.17924
1989-08-17 | 49.65 | 0.17874
1989-08-18 | 49.509 | 0.17823
1989-08-19 | 49.369 | 0.17773
1989-08-20 | 49.228 | 0.17722
1989-08-21 | 49.088 | 0.17672
1989-08-22 | 48.949 | 0.17622
1989-08-23 | 48.809 | 0.17571
1989-08-24 | 48.67 | 0.17521
1989-08-25 | 48.53 | 0.17471
1989-08-26 | 48.391 | 0.17421
1989-08-27 | 48.252 | 0.17371
1989-08-28 | 48.114 | 0.17321
1989-08-29 | 47.975 | 0.17271
1989-08-30 | 47.837 | 0.17221
1989-08-31 | 47.698 | 0.17171
1989-09-01 | 47.56 | 0.17122
1989-09-02 | 47.423 | 0.17072
1989-09-03 | 47.285 | 0.17023
1989-09-04 | 47.148 | 0.16973
1989-09-05 | 47.01 | 0.16924
1989-09-06 | 46.873 | 0.16874
1989-09-07 | 46.736 | 0.16825
1989-09-08 | 46.6 | 0.16776
1989-09-09 | 46.463 | 0.16727
1989-09-10 | 46.327 | 0.16678
1989-09-11 | 46.191 | 0.16629
1989-09-12 | 46.055 | 0.1658
1989-09-13 | 45.919 | 0.16531
1989-09-14 | 45.783 | 0.16482
1989-09-15 | 45.648 | 0.16433
1989-09-16 | 45.512 | 0.16384
1989-09-17 | 45.377 | 0.16336
1989-09-18 | 45.242 | 0.16287
1989-09-19 | 45.108 | 0.16239
1989-09-20 | 44.973 | 0.1619
1989-09-21 | 44.839 | 0.16142
1989-09-22 | 44.705 | 0.16094
1989-09-23 | 44.571 | 0.16046
1989-09-24 | 44.437 | 0.15997
1989-09-25 | 44.303 | 0.15949
1989-09-26 | 44.17 | 0.15901
1989-09-27 | 44.037 | 0.15853
1989-09-28 | 43.904 | 0.15805
1989-09-29 | 43.771 | 0.15758
1989-09-30 | 43.638 | 0.1571
1989-10-01 | 43.506 | 0.15662
1989-10-02 | 43.373 | 0.15614
1989-10-03 | 43.241 | 0.15567
1989-10-04 | 43.109 | 0.15519
1989-10-05 | 42.977 | 0.15472
1989-10-06 | 42.846 | 0.15425
1989-10-07 | 42.714 | 0.15377
1989-10-08 | 42.583 | 0.1533
1989-10-09 | 42.452 | 0.15283
1989-10-10 | 42.321 | 0.15236
1989-10-11 | 42.191 | 0.15189
1989-10-12 | 42.06 | 0.15142
1989-10-13 | 41.93 | 0.15095
1989-10-14 | 41.8 | 0.15048
1989-10-15 | 41.67 | 0.15001
1989-10-16 | 41.54 | 0.14954
1989-10-17 | 41.41 | 0.14908
1989-10-18 | 41.281 | 0.14861
1989-10-19 | 41.152 | 0.14815
1989-10-20 | 41.023 | 0.14768
1989-10-21 | 40.894 | 0.14722
1989-10-22 | 40.765 | 0.14675
1989-10-23 | 40.637 | 0.14629
1989-10-24 | 40.509 | 0.14583
1989-10-25 | 40.38 | 0.14537
1989-10-26 | 40.253 | 0.14491
1989-10-27 | 40.125 | 0.14445
1989-10-28 | 39.997 | 0.14399
1989-10-29 | 39.87 | 0.14353
1989-10-30 | 39.743 | 0.14307
1989-10-31 | 39.616 | 0.14262
1989-11-01 | 39.489 | 0.14216
1989-11-02 | 39.362 | 0.1417
1989-11-03 | 39.236 | 0.14125
1989-11-04 | 39.11 | 0.1408
1989-11-05 | 38.984 | 0.14034
1989-11-06 | 38.858 | 0.13989
1989-11-07 | 38.732 | 0.13944
1989-11-08 | 38.607 | 0.13899
1989-11-09 | 38.481 | 0.13853
1989-11-10 | 38.356 | 0.13808
1989-11-11 | 38.231 | 0.13763
1989-11-12 | 38.107 | 0.13719
1989-11-13 | 37.982 | 0.13674
1989-11-14 | 37.858 | 0.13629
1989-11-15 | 37.733 | 0.13584
1989-11-16 | 37.609 | 0.13539
1989-11-17 | 37.486 | 0.13495
1989-11-18 | 37.362 | 0.1345
1989-11-19 | 37.238 | 0.13406
1989-11-20 | 37.115 | 0.13361
1989-11-21 | 36.992 | 0.13317
1989-11-22 | 36.869 | 0.13273
1989-11-23 | 36.746 | 0.13229
1989-11-24 | 36.624 | 0.13185
1989-11-25 | 36.502 | 0.13141
1989-11-26 | 36.379 | 0.13096
1989-11-27 | 36.258 | 0.13053
1989-11-28 | 36.136 | 0.13009
1989-11-29 | 36.014 | 0.12965
1989-11-30 | 35.893 | 0.12921
1989-12-01 | 35.772 | 0.12878
1989-12-02 | 35.651 | 0.12834
1989-12-03 | 35.53 | 0.12791
1989-12-04 | 35.409 | 0.12747
1989-12-05 | 35.289 | 0.12704
1989-12-06 | 35.168 | 0.1266
1989-12-07 | 35.048 | 0.12617
1989-12-08 | 34.928 | 0.12574
1989-12-09 | 34.809 | 0.12531
1989-12-10 | 34.689 | 0.12488
1989-12-11 | 34.57 | 0.12445
1989-12-12 | 34.451 | 0.12402
1989-12-13 | 34.332 | 0.1236
1989-12-14 | 34.213 | 0.12317
1989-12-15 | 34.094 | 0.12274
1989-12-16 | 33.976 | 0.12231
1989-12-17 | 33.858 | 0.12189
1989-12-18 | 33.74 | 0.12146
1989-12-19 | 33.622 | 0.12104
1989-12-20 | 33.504 | 0.12061
1989-12-21 | 33.387 | 0.12019
1989-12-22 | 33.269 | 0.11977
1989-12-23 | 33.152 | 0.11935
1989-12-24 | 33.035 | 0.11893
1989-12-25 | 32.919 | 0.11851
1989-12-26 | 32.802 | 0.11809
1989-12-27 | 32.686 | 0.11767
1989-12-28 | 32.57 | 0.11725
1989-12-29 | 32.454 | 0.11683
1989-12-30 | 32.338 | 0.11642
1989-12-31 | 32.222 | 0.116
1990-01-01 | 32.107 | 0.11559
1990-01-02 | 31.992 | 0.11517
1990-01-03 | 31.877 | 0.11476
1990-01-04 | 31.762 | 0.11434
1990-01-05 | 31.647 | 0.11393
1990-01-06 | 31.533 | 0.11352
1990-01-07 | 31.418 | 0.1131
1990-01-08 | 31.304 | 0.11269
1990-01-09 | 31.19 | 0.11228
1990-01-10 | 31.077 | 0.11188
1990-01-11 | 30.963 | 0.11147
1990-01-12 | 30.85 | 0.11106
1990-01-13 | 30.737 | 0.11065
1990-01-14 | 30.624 | 0.11025
1990-01-15 | 30.511 | 0.10984
1990-01-16 | 30.399 | 0.10944
1990-01-17 | 30.286 | 0.10903
1990-01-18 | 30.174 | 0.10863
1990-01-19 | 30.062 | 0.10822
1990-01-20 | 29.95 | 0.10782
1990-01-21 | 29.839 | 0.10742
1990-01-22 | 29.727 | 0.10702
1990-01-23 | 29.616 | 0.10662
1990-01-24 | 29.505 | 0.10622
1990-01-25 | 29.394 | 0.10582
1990-01-26 | 29.283 | 0.10542
1990-01-27 | 29.173 | 0.10502
1990-01-28 | 29.063 | 0.10463
1990-01-29 | 28.953 | 0.10423
1990-01-30 | 28.843 | 0.10383
1990-01-31 | 28.733 | 0.10344
1990-02-01 | 28.623 | 0.10304
1990-02-02 | 28.514 | 0.10265
1990-02-03 | 28.405 | 0.10226
1990-02-04 | 28.296 | 0.10187
1990-02-05 | 28.187 | 0.10147
1990-02-06 | 28.079 | 0.10108
1990-02-07 | 27.97 | 0.10069
1990-02-08 | 27.862 | 0.1003
1990-02-09 | 27.754 | 0.099914
1990-02-10 | 27.646 | 0.099526
1990-02-11 | 27.539 | 0.09914
1990-02-12 | 27.431 | 0.098752
1990-02-13 | 27.324 | 0.098366
1990-02-14 | 27.217 | 0.097981
1990-02-15 | 27.11 | 0.097596
1990-02-16 | 27.004 | 0.097214
1990-02-17 | 26.897 | 0.096829
1990-02-18 | 26.791 | 0.096448
1990-02-19 | 26.685 | 0.096066
1990-02-20 | 26.579 | 0.095684
1990-02-21 | 26.473 | 0.095303
1990-02-22 | 26.368 | 0.094925
1990-02-23 | 26.262 | 0.094543
1990-02-24 | 26.157 | 0.094165
1990-02-25 | 26.052 | 0.093787
1990-02-26 | 25.948 | 0.093413
1990-02-27 | 25.843 | 0.093035
1990-02-28 | 25.739 | 0.09266
1990-03-01 | 25.635 | 0.092286
1990-03-02 | 25.531 | 0.091912
1990-03-03 | 25.427 | 0.091537
1990-03-04 | 25.323 | 0.091163
1990-03-05 | 25.22 | 0.090792
1990-03-06 | 25.117 | 0.090421
1990-03-07 | 25.014 | 0.09005
1990-03-08 | 24.911 | 0.08968
1990-03-09 | 24.808 | 0.089309
1990-03-10 | 24.706 | 0.088942
1990-03-11 | 24.604 | 0.088574
1990-03-12 | 24.502 | 0.088207
1990-03-13 | 24.4 | 0.08784
1990-03-14 | 24.298 | 0.087473
1990-03-15 | 24.197 | 0.087109
1990-03-16 | 24.095 | 0.086742
1990-03-17 | 23.994 | 0.086378
1990-03-18 | 23.893 | 0.086015
1990-03-19 | 23.793 | 0.085655
1990-03-20 | 23.692 | 0.085291
1990-03-21 | 23.592 | 0.084931
1990-03-22 | 23.492 | 0.084571
1990-03-23 | 23.392 | 0.084211
1990-03-24 | 23.292 | 0.083851
1990-03-25 | 23.193 | 0.083495
1990-03-26 | 23.093 | 0.083135
1990-03-27 | 22.994 | 0.082778
1990-03-28 | 22.895 | 0.082422
1990-03-29 | 22.797 | 0.082069
1990-03-30 | 22.698 | 0.081713
1990-03-31 | 22.6 | 0.08136
1990-04-01 | 22.501 | 0.081004
1990-04-02 | 22.403 | 0.080651
1990-04-03 | 22.306 | 0.080302
1990-04-04 | 22.208 | 0.079949
1990-04-05 | 22.111 | 0.0796
1990-04-06 | 22.014 | 0.07925
1990-04-07 | 21.917 | 0.078901
1990-04-08 | 21.82 | 0.078552
1990-04-09 | 21.723 | 0.078203
1990-04-10 | 21.627 | 0.077857
1990-04-11 | 21.531 | 0.077512
1990-04-12 | 21.435 | 0.077166
1990-04-13 | 21.339 | 0.07682
1990-04-14 | 21.243 | 0.076475
1990-04-15 | 21.148 | 0.076133
1990-04-16 | 21.052 | 0.075787
1990-04-17 | 20.957 | 0.075445
1990-04-18 | 20.863 | 0.075107
1990-04-19 | 20.768 | 0.074765
1990-04-20 | 20.674 | 0.074426
1990-04-21 | 20.579 | 0.074084
1990-04-22 | 20.485 | 0.073746
1990-04-23 | 20.391 | 0.073408
1990-04-24 | 20.298 | 0.073073
1990-04-25 | 20.204 | 0.072734
1990-04-26 | 20.111 | 0.0724
1990-04-27 | 20.018 | 0.072065
1990-04-28 | 19.925 | 0.07173
1990-04-29 | 19.832 | 0.071395
1990-04-30 | 19.74 | 0.071064
1990-05-01 | 19.648 | 0.070733
1990-05-02 | 19.555 | 0.070398
1990-05-03 | 19.464 | 0.07007
1990-05-04 | 19.372 | 0.069739
1990-05-05 | 19.28 | 0.069408
1990-05-06 | 19.189 | 0.06908
1990-05-07 | 19.098 | 0.068753
1990-05-08 | 19.007 | 0.068425
1990-05-09 | 18.916 | 0.068098
1990-05-10 | 18.826 | 0.067774
1990-05-11 | 18.736 | 0.06745
1990-05-12 | 18.645 | 0.067122
1990-05-13 | 18.556 | 0.066802
1990-05-14 | 18.466 | 0.066478
1990-05-15 | 18.376 | 0.066154
1990-05-16 | 18.287 | 0.065833
1990-05-17 | 18.198 | 0.065513
1990-05-18 | 18.109 | 0.065192
1990-05-19 | 18.02 | 0.064872
1990-05-20 | 17.932 | 0.064555
1990-05-21 | 17.843 | 0.064235
1990-05-22 | 17.755 | 0.063918
1990-05-23 | 17.667 | 0.063601
1990-05-24 | 17.58 | 0.063288
1990-05-25 | 17.492 | 0.062971
1990-05-26 | 17.405 | 0.062658
1990-05-27 | 17.318 | 0.062345
1990-05-28 | 17.231 | 0.062032
1990-05-29 | 17.144 | 0.061718
1990-05-30 | 17.057 | 0.061405
1990-05-31 | 16.971 | 0.061096
1990-06-01 | 16.885 | 0.060786
1990-06-02 | 16.799 | 0.060476
1990-06-03 | 16.713 | 0.060167
1990-06-04 | 16.628 | 0.059861
1990-06-05 | 16.542 | 0.059551
1990-06-06 | 16.457 | 0.059245
1990-06-07 | 16.372 | 0.058939
1990-06-08 | 16.288 | 0.058637
1990-06-09 | 16.203 | 0.058331
1990-06-10 | 16.119 | 0.058028
1990-06-11 | 16.035 | 0.057726
1990-06-12 | 15.951 | 0.057424
1990-06-13 | 15.867 | 0.057121
1990-06-14 | 15.783 | 0.056819
1990-06-15 | 15.7 | 0.05652
1990-06-16 | 15.617 | 0.056221
1990-06-17 | 15.534 | 0.055922
1990-06-18 | 15.451 | 0.055624
1990-06-19 | 15.369 | 0.055328
1990-06-20 | 15.286 | 0.05503
1990-06-21 | 15.204 | 0.054734
1990-06-22 | 15.122 | 0.054439
1990-06-23 | 15.041 | 0.054148
1990-06-24 | 14.959 | 0.053852
1990-06-25 | 14.878 | 0.053561
1990-06-26 | 14.797 | 0.053269
1990-06-27 | 14.716 | 0.052978
1990-06-28 | 14.635 | 0.052686
1990-06-29 | 14.555 | 0.052398
1990-06-30 | 14.474 | 0.052106
1990-07-01 | 14.394 | 0.051818
1990-07-02 | 14.314 | 0.05153
1990-07-03 | 14.235 | 0.051246
1990-07-04 | 14.155 | 0.050958
1990-07-05 | 14.076 | 0.050674
1990-07-06 | 13.997 | 0.050389
1990-07-07 | 13.918 | 0.050105
1990-07-08 | 13.839 | 0.04982
1990-07-09 | 13.761 | 0.04954
1990-07-10 | 13.682 | 0.049255
1990-07-11 | 13.604 | 0.048974
1990-07-12 | 13.526 | 0.048694
1990-07-13 | 13.449 | 0.048416
1990-07-14 | 13.371 | 0.048136
1990-07-15 | 13.294 | 0.047858
1990-07-16 | 13.217 | 0.047581
1990-07-17 | 13.14 | 0.047304
1990-07-18 | 13.063 | 0.047027
1990-07-19 | 12.987 | 0.046753
1990-07-20 | 12.911 | 0.04648
1990-07-21 | 12.835 | 0.046206
1990-07-22 | 12.759 | 0.045932
1990-07-23 | 12.683 | 0.045659
1990-07-24 | 12.608 | 0.045389
1990-07-25 | 12.533 | 0.045119
1990-07-26 | 12.458 | 0.044849
1990-07-27 | 12.383 | 0.044579
1990-07-28 | 12.308 | 0.044309
1990-07-29 | 12.234 | 0.044042
1990-07-30 | 12.16 | 0.043776
1990-07-31 | 12.086 | 0.04351
1990-08-01 | 12.012 | 0.043243
1990-08-02 | 11.938 | 0.042977
1990-08-03 | 11.865 | 0.042714
1990-08-04 | 11.792 | 0.042451
1990-08-05 | 11.719 | 0.042188
1990-08-06 | 11.646 | 0.041926
1990-08-07 | 11.574 | 0.041666
1990-08-08 | 11.501 | 0.041404
1990-08-09 | 11.429 | 0.041144
1990-08-10 | 11.357 | 0.040885
1990-08-11 | 11.286 | 0.04063
1990-08-12 | 11.214 | 0.04037
1990-08-13 | 11.143 | 0.040115
1990-08-14 | 11.072 | 0.039859
1990-08-15 | 11.001 | 0.039604
1990-08-16 | 10.93 | 0.039348
1990-08-17 | 10.86 | 0.039096
1990-08-18 | 10.789 | 0.03884
1990-08-19 | 10.719 | 0.038588
1990-08-20 | 10.649 | 0.038336
1990-08-21 | 10.58 | 0.038088
1990-08-22 | 10.51 | 0.037836
1990-08-23 | 10.441 | 0.037588
1990-08-24 | 10.372 | 0.037339
1990-08-25 | 10.303 | 0.037091
1990-08-26 | 10.235 | 0.036846
1990-08-27 | 10.166 | 0.036598
1990-08-28 | 10.098 | 0.036353
1990-08-29 | 10.03 | 0.036108
1990-08-30 | 9.962 | 0.035863
1990-08-31 | 9.895 | 0.035622
1990-09-01 | 9.828 | 0.035381
1990-09-02 | 9.76 | 0.035136
1990-09-03 | 9.694 | 0.034898
1990-09-04 | 9.627 | 0.034657
1990-09-05 | 9.56 | 0.034416
1990-09-06 | 9.494 | 0.034178
1990-09-07 | 9.428 | 0.033941
1990-09-08 | 9.362 | 0.033703
1990-09-09 | 9.296 | 0.033466
1990-09-10 | 9.231 | 0.033232
1990-09-11 | 9.166 | 0.032998
1990-09-12 | 9.101 | 0.032764
1990-09-13 | 9.036 | 0.03253
1990-09-14 | 8.971 | 0.032296
1990-09-15 | 8.907 | 0.032065
1990-09-16 | 8.843 | 0.031835
1990-09-17 | 8.779 | 0.031604
1990-09-18 | 8.715 | 0.031374
1990-09-19 | 8.651 | 0.031144
1990-09-20 | 8.588 | 0.030917
1990-09-21 | 8.525 | 0.03069
1990-09-22 | 8.462 | 0.030463
1990-09-23 | 8.399 | 0.030236
1990-09-24 | 8.337 | 0.030013
1990-09-25 | 8.275 | 0.02979
1990-09-26 | 8.213 | 0.029567
1990-09-27 | 8.151 | 0.029344
1990-09-28 | 8.089 | 0.02912
1990-09-29 | 8.028 | 0.028901
1990-09-30 | 7.966 | 0.028678
1990-10-01 | 7.905 | 0.028458
1990-10-02 | 7.845 | 0.028242
1990-10-03 | 7.784 | 0.028022
1990-10-04 | 7.724 | 0.027806
1990-10-05 | 7.664 | 0.02759
1990-10-06 | 7.604 | 0.027374
1990-10-07 | 7.544 | 0.027158
1990-10-08 | 7.485 | 0.026946
1990-10-09 | 7.425 | 0.02673
1990-10-10 | 7.366 | 0.026518
1990-10-11 | 7.307 | 0.026305
1990-10-12 | 7.249 | 0.026096
1990-10-13 | 7.19 | 0.025884
1990-10-14 | 7.132 | 0.025675
1990-10-15 | 7.074 | 0.025466
1990-10-16 | 7.016 | 0.025258
1990-10-17 | 6.959 | 0.025052
1990-10-18 | 6.901 | 0.024844
1990-10-19 | 6.844 | 0.024638
1990-10-20 | 6.787 | 0.024433
1990-10-21 | 6.731 | 0.024232
1990-10-22 | 6.674 | 0.024026
1990-10-23 | 6.618 | 0.023825
1990-10-24 | 6.562 | 0.023623
1990-10-25 | 6.506 | 0.023422
1990-10-26 | 6.45 | 0.02322
1990-10-27 | 6.395 | 0.023022
1990-10-28 | 6.34 | 0.022824
1990-10-29 | 6.285 | 0.022626
1990-10-30 | 6.23 | 0.022428
1990-10-31 | 6.176 | 0.022234
1990-11-01 | 6.121 | 0.022036
1990-11-02 | 6.067 | 0.021841
1990-11-03 | 6.013 | 0.021647
1990-11-04 | 5.96 | 0.021456
1990-11-05 | 5.906 | 0.021262
1990-11-06 | 5.853 | 0.021071
1990-11-07 | 5.8 | 0.02088
1990-11-08 | 5.747 | 0.020689
1990-11-09 | 5.695 | 0.020502
1990-11-10 | 5.643 | 0.020315
1990-11-11 | 5.59 | 0.020124
1990-11-12 | 5.539 | 0.01994
1990-11-13 | 5.487 | 0.019753
1990-11-14 | 5.435 | 0.019566
1990-11-15 | 5.384 | 0.019382
1990-11-16 | 5.333 | 0.019199
1990-11-17 | 5.282 | 0.019015
1990-11-18 | 5.232 | 0.018835
1990-11-19 | 5.182 | 0.018655
1990-11-20 | 5.131 | 0.018472
1990-11-21 | 5.082 | 0.018295
1990-11-22 | 5.032 | 0.018115
1990-11-23 | 4.982 | 0.017935
1990-11-24 | 4.933 | 0.017759
1990-11-25 | 4.884 | 0.017582
1990-11-26 | 4.835 | 0.017406
1990-11-27 | 4.787 | 0.017233
1990-11-28 | 4.739 | 0.01706
1990-11-29 | 4.69 | 0.016884
1990-11-30 | 4.643 | 0.016715
1990-12-01 | 4.601 | 0.016564
1990-12-02 | 4.595 | 0.016542
1990-12-03 | 4.595 | 0.016542
1990-12-04 | 4.595 | 0.016542
1990-12-05 | 4.595 | 0.016542
1990-12-06 | 4.595 | 0.016542
1990-12-07 | 4.77 | 0.017172
1990-12-08 | 5.853 | 0.021071
1990-12-09 | 6.039 | 0.02174
1990-12-10 | 6.236 | 0.02245
1990-12-11 | 7.452 | 0.026827
1990-12-12 | 7.452 | 0.026827
1990-12-13 | 6.236 | 0.02245
1990-12-14 | 6.236 | 0.02245
1990-12-15 | 7.452 | 0.026827
1990-12-16 | 7.661 | 0.02758
1990-12-17 | 7.661 | 0.02758
1990-12-18 | 7.88 | 0.028368
1990-12-19 | 9.226 | 0.033214
1990-12-20 | 9.456 | 0.034042
1990-12-21 | 9.456 | 0.034042
1990-12-22 | 9.456 | 0.034042
1990-12-23 | 9.456 | 0.034042
1990-12-24 | 9.697 | 0.034909
1990-12-25 | 11.171 | 0.040216
1990-12-26 | 11.422 | 0.041119
1990-12-27 | 11.422 | 0.041119
1990-12-28 | 11.684 | 0.042062
1990-12-29 | 13.284 | 0.047822
1990-12-30 | 13.556 | 0.048802
1990-12-31 | 13.556 | 0.048802
1991-01-01 | 13.838 | 0.049817
1991-01-02 | 15.968 | 0.057485
1991-01-03 | 19.078 | 0.068681
1991-01-04 | 21.858 | 0.078689
1991-01-05 | 24.692 | 0.088891
1991-01-06 | 27.683 | 0.099659
1991-01-07 | 31.962 | 0.11506
1991-01-08 | 42.625 | 0.15345
1991-01-09 | 48.839 | 0.17582
1991-01-10 | 54.091 | 0.19473
1991-01-11 | 58.504 | 0.21061
1991-01-12 | 62.891 | 0.22641
1991-01-13 | 67.423 | 0.24272
1991-01-14 | 72.097 | 0.25955
1991-01-15 | 76.915 | 0.27689
1991-01-16 | 81.661 | 0.29398
1991-01-17 | 85.468 | 0.30768
1991-01-18 | 90.45 | 0.32562
1991-01-19 | 95.783 | 0.34482
1991-01-20 | 101.488 | 0.36536
1991-01-21 | 108.529 | 0.3907
1991-01-22 | 114.556 | 0.4124
1991-01-23 | 120.485 | 0.43375
1991-01-24 | 125.78 | 0.45281
1991-01-25 | 126.542 | 0.45555
1991-01-26 | 126.542 | 0.45555
1991-01-27 | 127.313 | 0.45833
1991-01-28 | 132.751 | 0.4779
1991-01-29 | 138.282 | 0.49782
1991-01-30 | 139.883 | 0.50358
1991-01-31 | 147.224 | 0.53001
1991-02-01 | 164.065 | 0.59063
1991-02-02 | 172.768 | 0.62196
1991-02-03 | 180.204 | 0.64873
1991-02-04 | 189.313 | 0.68153
1991-02-05 | 197.371 | 0.71054
1991-02-06 | 207.183 | 0.74586
1991-02-07 | 217.204 | 0.78193
1991-02-08 | 225.443 | 0.81159
1991-02-09 | 233.485 | 0.84055
1991-02-10 | 242.003 | 0.87121
1991-02-11 | 252.403 | 0.90865
1991-02-12 | 260.149 | 0.93654
1991-02-13 | 261.211 | 0.94036
1991-02-14 | 261.211 | 0.94036
1991-02-15 | 262.282 | 0.94422
1991-02-16 | 268.729 | 0.96742
1991-02-17 | 269.807 | 0.97131
1991-02-18 | 269.807 | 0.97131
1991-02-19 | 269.807 | 0.97131
1991-02-20 | 270.894 | 0.97522
1991-02-21 | 277.436 | 0.99877
1991-02-22 | 278.53 | 1.0027
1991-02-23 | 278.53 | 1.0027
1991-02-24 | 278.53 | 1.0027
1991-02-25 | 279.632 | 1.0067
1991-02-26 | 286.269 | 1.0306
1991-02-27 | 287.379 | 1.0346
1991-02-28 | 284.072 | 1.0227
1991-03-01 | 264.447 | 0.95201
1991-03-02 | 262.282 | 0.94422
1991-03-03 | 268.729 | 0.96742
1991-03-04 | 270.894 | 0.97522
1991-03-05 | 277.436 | 0.99877
1991-03-06 | 279.632 | 1.0067
1991-03-07 | 286.269 | 1.0306
1991-03-08 | 286.269 | 1.0306
1991-03-09 | 279.632 | 1.0067
1991-03-10 | 279.632 | 1.0067
1991-03-11 | 286.269 | 1.0306
1991-03-12 | 287.379 | 1.0346
1991-03-13 | 287.751 | 1.0359
1991-03-14 | 290.732 | 1.0466
1991-03-15 | 295.602 | 1.0642
1991-03-16 | 297.487 | 1.071
1991-03-17 | 304.312 | 1.0955
1991-03-18 | 305.454 | 1.0996
1991-03-19 | 305.454 | 1.0996
1991-03-20 | 306.603 | 1.1038
1991-03-21 | 314.687 | 1.1329
1991-03-22 | 321.685 | 1.1581
1991-03-23 | 315.844 | 1.137
1991-03-24 | 314.679 | 1.1328
1991-03-25 | 314.679 | 1.1328
1991-03-26 | 314.679 | 1.1328
1991-03-27 | 314.679 | 1.1328
1991-03-28 | 312.373 | 1.1245
1991-03-29 | 296.385 | 1.067
1991-03-30 | 279.648 | 1.0067
1991-03-31 | 270.894 | 0.97522
1991-04-01 | 269.807 | 0.97131
1991-04-02 | 268.729 | 0.96742
1991-04-03 | 262.282 | 0.94422
1991-04-04 | 259.796 | 0.93527
1991-04-05 | 251.349 | 0.90486
1991-04-06 | 249.948 | 0.89981
1991-04-07 | 249.948 | 0.89981
1991-04-08 | 248.906 | 0.89606
1991-04-09 | 242.682 | 0.87366
1991-04-10 | 241.649 | 0.86994
1991-04-11 | 241.649 | 0.86994
1991-04-12 | 240.623 | 0.86624
1991-04-13 | 234.495 | 0.84418
1991-04-14 | 233.477 | 0.84052
1991-04-15 | 233.477 | 0.84052
1991-04-16 | 233.477 | 0.84052
1991-04-17 | 233.477 | 0.84052
1991-04-18 | 232.468 | 0.83688
1991-04-19 | 226.436 | 0.81517
1991-04-20 | 225.434 | 0.81156
1991-04-21 | 225.434 | 0.81156
1991-04-22 | 225.434 | 0.81156
1991-04-23 | 225.434 | 0.81156
1991-04-24 | 225.434 | 0.81156
1991-04-25 | 225.434 | 0.81156
1991-04-26 | 225.434 | 0.81156
1991-04-27 | 224.441 | 0.80799
1991-04-28 | 218.505 | 0.78662
1991-04-29 | 217.52 | 0.78307
1991-04-30 | 217.52 | 0.78307
1991-05-01 | 217.52 | 0.78307
1991-05-02 | 217.52 | 0.78307
1991-05-03 | 216.543 | 0.77955
1991-05-04 | 210.704 | 0.75853
1991-05-05 | 209.735 | 0.75505
1991-05-06 | 209.735 | 0.75505
1991-05-07 | 208.774 | 0.75159
1991-05-08 | 203.032 | 0.73092
1991-05-09 | 202.079 | 0.72748
1991-05-10 | 202.079 | 0.72748
1991-05-11 | 202.079 | 0.72748
1991-05-12 | 201.134 | 0.72408
1991-05-13 | 195.49 | 0.70376
1991-05-14 | 194.553 | 0.70039
1991-05-15 | 194.553 | 0.70039
1991-05-16 | 194.553 | 0.70039
1991-05-17 | 194.553 | 0.70039
1991-05-18 | 194.553 | 0.70039
1991-05-19 | 193.625 | 0.69705
1991-05-20 | 188.078 | 0.67708
1991-05-21 | 187.158 | 0.67377
1991-05-22 | 187.158 | 0.67377
1991-05-23 | 187.158 | 0.67377
1991-05-24 | 187.158 | 0.67377
1991-05-25 | 187.158 | 0.67377
1991-05-26 | 187.158 | 0.67377
1991-05-27 | 186.246 | 0.67049
1991-05-28 | 180.797 | 0.65087
1991-05-29 | 178.997 | 0.64439
1991-05-30 | 173.647 | 0.62513
1991-05-31 | 172.76 | 0.62194
1991-06-01 | 172.76 | 0.62194
1991-06-02 | 172.76 | 0.62194
1991-06-03 | 171.88 | 0.61877
1991-06-04 | 166.629 | 0.59986
1991-06-05 | 165.758 | 0.59673
1991-06-06 | 165.758 | 0.59673
1991-06-07 | 165.758 | 0.59673
1991-06-08 | 165.469 | 0.59569
1991-06-09 | 163.168 | 0.5874
1991-06-10 | 158.611 | 0.571
1991-06-11 | 152.99 | 0.55076
1991-06-12 | 152.152 | 0.54775
1991-06-13 | 151.322 | 0.54476
1991-06-14 | 146.369 | 0.52693
1991-06-15 | 145.548 | 0.52397
1991-06-16 | 145.548 | 0.52397
1991-06-17 | 145.548 | 0.52397
1991-06-18 | 145.548 | 0.52397
1991-06-19 | 145.548 | 0.52397
1991-06-20 | 145.548 | 0.52397
1991-06-21 | 145.548 | 0.52397
1991-06-22 | 144.735 | 0.52105
1991-06-23 | 139.883 | 0.50358
1991-06-24 | 139.078 | 0.50068
1991-06-25 | 139.078 | 0.50068
1991-06-26 | 139.078 | 0.50068
1991-06-27 | 138.812 | 0.49972
1991-06-28 | 136.689 | 0.49208
1991-06-29 | 132.488 | 0.47696
1991-06-30 | 127.313 | 0.45833
1991-07-01 | 126.542 | 0.45555
1991-07-02 | 126.542 | 0.45555
1991-07-03 | 125.78 | 0.45281
1991-07-04 | 121.231 | 0.43643
1991-07-05 | 119.731 | 0.43103
1991-07-06 | 115.285 | 0.41503
1991-07-07 | 114.548 | 0.41237
1991-07-08 | 114.548 | 0.41237
1991-07-09 | 114.548 | 0.41237
1991-07-10 | 113.819 | 0.40975
1991-07-11 | 109.475 | 0.39411
1991-07-12 | 108.755 | 0.39152
1991-07-13 | 108.755 | 0.39152
1991-07-14 | 108.755 | 0.39152
1991-07-15 | 108.755 | 0.39152
1991-07-16 | 108.755 | 0.39152
1991-07-17 | 107.809 | 0.38811
1991-07-18 | 102.176 | 0.36783
1991-07-19 | 101.245 | 0.36448
1991-07-20 | 101.245 | 0.36448
1991-07-21 | 101.245 | 0.36448
1991-07-22 | 100.557 | 0.36201
1991-07-23 | 96.454 | 0.34723
1991-07-24 | 95.774 | 0.34479
1991-07-25 | 95.774 | 0.34479
1991-07-26 | 95.774 | 0.34479
1991-07-27 | 95.103 | 0.34237
1991-07-28 | 91.104 | 0.32797
1991-07-29 | 90.442 | 0.32559
1991-07-30 | 90.442 | 0.32559
1991-07-31 | 90.408 | 0.32547
1991-08-01 | 90.171 | 0.32462
1991-08-02 | 89.901 | 0.32364
1991-08-03 | 89.632 | 0.32268
1991-08-04 | 89.362 | 0.3217
1991-08-05 | 89.094 | 0.32074
1991-08-06 | 88.825 | 0.31977
1991-08-07 | 88.557 | 0.31881
1991-08-08 | 88.289 | 0.31784
1991-08-09 | 88.022 | 0.31688
1991-08-10 | 87.755 | 0.31592
1991-08-11 | 87.488 | 0.31496
1991-08-12 | 87.222 | 0.314
1991-08-13 | 86.956 | 0.31304
1991-08-14 | 86.69 | 0.31208
1991-08-15 | 86.425 | 0.31113
1991-08-16 | 86.16 | 0.31018
1991-08-17 | 85.896 | 0.30923
1991-08-18 | 85.632 | 0.30828
1991-08-19 | 85.368 | 0.30732
1991-08-20 | 85.105 | 0.30638
1991-08-21 | 84.842 | 0.30543
1991-08-22 | 84.579 | 0.30448
1991-08-23 | 84.317 | 0.30354
1991-08-24 | 84.055 | 0.3026
1991-08-25 | 83.794 | 0.30166
1991-08-26 | 83.533 | 0.30072
1991-08-27 | 83.272 | 0.29978
1991-08-28 | 83.012 | 0.29884
1991-08-29 | 82.752 | 0.29791
1991-08-30 | 82.492 | 0.29697
1991-08-31 | 82.233 | 0.29604
1991-09-01 | 81.974 | 0.29511
1991-09-02 | 81.716 | 0.29418
1991-09-03 | 81.458 | 0.29325
1991-09-04 | 81.2 | 0.29232
1991-09-05 | 80.942 | 0.29139
1991-09-06 | 80.685 | 0.29047
1991-09-07 | 80.429 | 0.28954
1991-09-08 | 80.173 | 0.28862
1991-09-09 | 79.917 | 0.2877
1991-09-10 | 79.661 | 0.28678
1991-09-11 | 79.406 | 0.28586
1991-09-12 | 79.151 | 0.28494
1991-09-13 | 78.897 | 0.28403
1991-09-14 | 78.643 | 0.28311
1991-09-15 | 78.389 | 0.2822
1991-09-16 | 78.136 | 0.28129
1991-09-17 | 77.883 | 0.28038
1991-09-18 | 77.631 | 0.27947
1991-09-19 | 77.378 | 0.27856
1991-09-20 | 77.127 | 0.27766
1991-09-21 | 76.875 | 0.27675
1991-09-22 | 76.624 | 0.27585
1991-09-23 | 76.374 | 0.27495
1991-09-24 | 76.123 | 0.27404
1991-09-25 | 75.873 | 0.27314
1991-09-26 | 75.624 | 0.27225
1991-09-27 | 75.375 | 0.27135
1991-09-28 | 75.126 | 0.27045
1991-09-29 | 74.878 | 0.26956
1991-09-30 | 74.63 | 0.26867
1991-10-01 | 74.382 | 0.26778
1991-10-02 | 74.135 | 0.26689
1991-10-03 | 73.888 | 0.266
1991-10-04 | 73.641 | 0.26511
1991-10-05 | 73.395 | 0.26422
1991-10-06 | 73.149 | 0.26334
1991-10-07 | 72.904 | 0.26245
1991-10-08 | 72.659 | 0.26157
1991-10-09 | 72.414 | 0.26069
1991-10-10 | 72.17 | 0.25981
1991-10-11 | 71.926 | 0.25893
1991-10-12 | 71.682 | 0.25806
1991-10-13 | 71.439 | 0.25718
1991-10-14 | 71.197 | 0.25631
1991-10-15 | 70.954 | 0.25543
1991-10-16 | 70.712 | 0.25456
1991-10-17 | 70.471 | 0.2537
1991-10-18 | 70.229 | 0.25282
1991-10-19 | 69.988 | 0.25196
1991-10-20 | 69.748 | 0.25109
1991-10-21 | 69.508 | 0.25023
1991-10-22 | 69.268 | 0.24936
1991-10-23 | 69.029 | 0.2485
1991-10-24 | 68.79 | 0.24764
1991-10-25 | 68.551 | 0.24678
1991-10-26 | 68.313 | 0.24593
1991-10-27 | 68.075 | 0.24507
1991-10-28 | 67.837 | 0.24421
1991-10-29 | 67.6 | 0.24336
1991-10-30 | 67.364 | 0.24251
1991-10-31 | 67.127 | 0.24166
1991-11-01 | 66.891 | 0.24081
1991-11-02 | 66.656 | 0.23996
1991-11-03 | 66.42 | 0.23911
1991-11-04 | 66.186 | 0.23827
1991-11-05 | 65.951 | 0.23742
1991-11-06 | 65.717 | 0.23658
1991-11-07 | 65.483 | 0.23574
1991-11-08 | 65.25 | 0.2349
1991-11-09 | 65.017 | 0.23406
1991-11-10 | 64.784 | 0.23322
1991-11-11 | 64.552 | 0.23239
1991-11-12 | 64.321 | 0.23156
1991-11-13 | 64.089 | 0.23072
1991-11-14 | 63.858 | 0.22989
1991-11-15 | 63.627 | 0.22906
1991-11-16 | 63.397 | 0.22823
1991-11-17 | 63.167 | 0.2274
1991-11-18 | 62.938 | 0.22658
1991-11-19 | 62.709 | 0.22575
1991-11-20 | 62.48 | 0.22493
1991-11-21 | 62.251 | 0.2241
1991-11-22 | 62.023 | 0.22328
1991-11-23 | 61.796 | 0.22247
1991-11-24 | 61.569 | 0.22165
1991-11-25 | 61.342 | 0.22083
1991-11-26 | 61.115 | 0.22001
1991-11-27 | 60.889 | 0.2192
1991-11-28 | 60.663 | 0.21839
1991-11-29 | 60.438 | 0.21758
1991-11-30 | 60.213 | 0.21677
1991-12-01 | 59.989 | 0.21596
1991-12-02 | 59.764 | 0.21515
1991-12-03 | 59.541 | 0.21435
1991-12-04 | 59.317 | 0.21354
1991-12-05 | 59.094 | 0.21274
1991-12-06 | 58.872 | 0.21194
1991-12-07 | 58.649 | 0.21114
1991-12-08 | 58.427 | 0.21034
1991-12-09 | 58.206 | 0.20954
1991-12-10 | 57.985 | 0.20875
1991-12-11 | 57.764 | 0.20795
1991-12-12 | 57.544 | 0.20716
1991-12-13 | 57.324 | 0.20637
1991-12-14 | 57.104 | 0.20557
1991-12-15 | 56.885 | 0.20479
1991-12-16 | 56.666 | 0.204
1991-12-17 | 56.448 | 0.20321
1991-12-18 | 56.23 | 0.20243
1991-12-19 | 56.012 | 0.20164
1991-12-20 | 55.795 | 0.20086
1991-12-21 | 55.578 | 0.20008
1991-12-22 | 55.361 | 0.1993
1991-12-23 | 55.145 | 0.19852
1991-12-24 | 54.929 | 0.19774
1991-12-25 | 54.714 | 0.19697
1991-12-26 | 54.499 | 0.1962
1991-12-27 | 54.285 | 0.19543
1991-12-28 | 54.07 | 0.19465
1991-12-29 | 53.857 | 0.19389
1991-12-30 | 53.643 | 0.19311
1991-12-31 | 53.43 | 0.19235
1992-01-01 | 53.217 | 0.19158
1992-01-02 | 53.005 | 0.19082
1992-01-03 | 52.793 | 0.19005
1992-01-04 | 52.582 | 0.1893
1992-01-05 | 52.371 | 0.18854
1992-01-06 | 52.16 | 0.18778
1992-01-07 | 51.95 | 0.18702
1992-01-08 | 51.74 | 0.18626
1992-01-09 | 51.53 | 0.18551
1992-01-10 | 51.321 | 0.18476
1992-01-11 | 51.112 | 0.184
1992-01-12 | 50.904 | 0.18325
1992-01-13 | 50.696 | 0.18251
1992-01-14 | 50.488 | 0.18176
1992-01-15 | 50.281 | 0.18101
1992-01-16 | 50.074 | 0.18027
1992-01-17 | 49.868 | 0.17952
1992-01-18 | 49.662 | 0.17878
1992-01-19 | 49.456 | 0.17804
1992-01-20 | 49.251 | 0.1773
1992-01-21 | 49.046 | 0.17657
1992-01-22 | 48.841 | 0.17583
1992-01-23 | 48.637 | 0.17509
1992-01-24 | 48.433 | 0.17436
1992-01-25 | 48.23 | 0.17363
1992-01-26 | 48.027 | 0.1729
1992-01-27 | 47.825 | 0.17217
1992-01-28 | 47.622 | 0.17144
1992-01-29 | 47.421 | 0.17072
1992-01-30 | 47.219 | 0.16999
1992-01-31 | 47.018 | 0.16926
1992-02-01 | 46.818 | 0.16854
1992-02-02 | 46.618 | 0.16782
1992-02-03 | 46.418 | 0.1671
1992-02-04 | 46.218 | 0.16638
1992-02-05 | 46.019 | 0.16567
1992-02-06 | 45.821 | 0.16496
1992-02-07 | 45.622 | 0.16424
1992-02-08 | 45.424 | 0.16353
1992-02-09 | 45.227 | 0.16282
1992-02-10 | 45.03 | 0.16211
1992-02-11 | 44.833 | 0.1614
1992-02-12 | 44.637 | 0.16069
1992-02-13 | 44.441 | 0.15999
1992-02-14 | 44.246 | 0.15929
1992-02-15 | 44.05 | 0.15858
1992-02-16 | 43.856 | 0.15788
1992-02-17 | 43.661 | 0.15718
1992-02-18 | 43.467 | 0.15648
1992-02-19 | 43.274 | 0.15579
1992-02-20 | 43.081 | 0.15509
1992-02-21 | 42.888 | 0.1544
1992-02-22 | 42.696 | 0.15371
1992-02-23 | 42.504 | 0.15301
1992-02-24 | 42.312 | 0.15232
1992-02-25 | 42.121 | 0.15164
1992-02-26 | 41.93 | 0.15095
1992-02-27 | 41.74 | 0.15026
1992-02-28 | 41.55 | 0.14958
1992-02-29 | 41.36 | 0.1489
1992-03-01 | 41.659 | 0.14997
1992-03-02 | 44.932 | 0.16176
1992-03-03 | 48.832 | 0.1758
1992-03-04 | 52.879 | 0.19036
1992-03-05 | 57.073 | 0.20546
1992-03-06 | 60.857 | 0.21909
1992-03-07 | 61.96 | 0.22306
1992-03-08 | 65.896 | 0.23723
1992-03-09 | 70.523 | 0.25388
1992-03-10 | 75.293 | 0.27105
1992-03-11 | 80.205 | 0.28874
1992-03-12 | 84.613 | 0.30461
1992-03-13 | 85.893 | 0.30921
1992-03-14 | 90.45 | 0.32562
1992-03-15 | 95.783 | 0.34482
1992-03-16 | 101.488 | 0.36536
1992-03-17 | 109.013 | 0.39245
1992-03-18 | 118.257 | 0.42573
1992-03-19 | 126.298 | 0.45467
1992-03-20 | 132.751 | 0.4779
1992-03-21 | 139.087 | 0.50071
1992-03-22 | 144.735 | 0.52105
1992-03-23 | 146.369 | 0.52693
1992-03-24 | 151.322 | 0.54476
1992-03-25 | 152.152 | 0.54775
1992-03-26 | 152.152 | 0.54775
1992-03-27 | 153.271 | 0.55178
1992-03-28 | 160.89 | 0.5792
1992-03-29 | 167.792 | 0.60405
1992-03-30 | 173.06 | 0.62302
1992-03-31 | 179.02 | 0.64447
1992-04-01 | 180.075 | 0.64827
1992-04-02 | 180.256 | 0.64892
1992-04-03 | 180.438 | 0.64958
1992-04-04 | 180.62 | 0.65023
1992-04-05 | 180.802 | 0.65089
1992-04-06 | 180.984 | 0.65154
1992-04-07 | 181.167 | 0.6522
1992-04-08 | 181.349 | 0.65286
1992-04-09 | 181.531 | 0.65351
1992-04-10 | 181.714 | 0.65417
1992-04-11 | 181.896 | 0.65483
1992-04-12 | 182.079 | 0.65548
1992-04-13 | 182.261 | 0.65614
1992-04-14 | 182.444 | 0.6568
1992-04-15 | 182.627 | 0.65746
1992-04-16 | 182.81 | 0.65812
1992-04-17 | 182.993 | 0.65877
1992-04-18 | 183.176 | 0.65943
1992-04-19 | 183.359 | 0.66009
1992-04-20 | 183.543 | 0.66075
1992-04-21 | 183.726 | 0.66141
1992-04-22 | 183.909 | 0.66207
1992-04-23 | 184.093 | 0.66273
1992-04-24 | 184.276 | 0.66339
1992-04-25 | 184.46 | 0.66406
1992-04-26 | 184.644 | 0.66472
1992-04-27 | 184.828 | 0.66538
1992-04-28 | 185.012 | 0.66604
1992-04-29 | 185.196 | 0.66671
1992-04-30 | 185.38 | 0.66737
1992-05-01 | 185.564 | 0.66803
1992-05-02 | 185.748 | 0.66869
1992-05-03 | 185.933 | 0.66936
1992-05-04 | 186.117 | 0.67002
1992-05-05 | 186.302 | 0.67069
1992-05-06 | 186.486 | 0.67135
1992-05-07 | 186.671 | 0.67202
1992-05-08 | 186.856 | 0.67268
1992-05-09 | 187.04 | 0.67334
1992-05-10 | 187.225 | 0.67401
1992-05-11 | 187.41 | 0.67468
1992-05-12 | 187.595 | 0.67534
1992-05-13 | 187.781 | 0.67601
1992-05-14 | 187.966 | 0.67668
1992-05-15 | 188.151 | 0.67734
1992-05-16 | 188.337 | 0.67801
1992-05-17 | 188.522 | 0.67868
1992-05-18 | 188.708 | 0.67935
1992-05-19 | 188.893 | 0.68001
1992-05-20 | 189.079 | 0.68068
1992-05-21 | 189.265 | 0.68135
1992-05-22 | 189.451 | 0.68202
1992-05-23 | 189.637 | 0.68269
1992-05-24 | 189.823 | 0.68336
1992-05-25 | 190.009 | 0.68403
1992-05-26 | 190.196 | 0.68471
1992-05-27 | 190.382 | 0.68538
1992-05-28 | 190.568 | 0.68604
1992-05-29 | 190.755 | 0.68672
1992-05-30 | 190.941 | 0.68739
1992-05-31 | 191.128 | 0.68806
1992-06-01 | 191.315 | 0.68873
1992-06-02 | 191.502 | 0.68941
1992-06-03 | 191.689 | 0.69008
1992-06-04 | 191.876 | 0.69075
1992-06-05 | 192.063 | 0.69143
1992-06-06 | 192.25 | 0.6921
1992-06-07 | 192.437 | 0.69277
1992-06-08 | 192.625 | 0.69345
1992-06-09 | 192.812 | 0.69412
1992-06-10 | 193 | 0.6948
1992-06-11 | 193.187 | 0.69547
1992-06-12 | 193.375 | 0.69615
1992-06-13 | 193.563 | 0.69683
1992-06-14 | 193.75 | 0.6975
1992-06-15 | 193.938 | 0.69818
1992-06-16 | 194.126 | 0.69885
1992-06-17 | 194.314 | 0.69953
1992-06-18 | 194.503 | 0.70021
1992-06-19 | 194.691 | 0.70089
1992-06-20 | 194.879 | 0.70156
1992-06-21 | 195.068 | 0.70224
1992-06-22 | 195.256 | 0.70292
1992-06-23 | 195.445 | 0.7036
1992-06-24 | 195.633 | 0.70428
1992-06-25 | 195.822 | 0.70496
1992-06-26 | 196.011 | 0.70564
1992-06-27 | 196.2 | 0.70632
1992-06-28 | 196.389 | 0.707
1992-06-29 | 196.578 | 0.70768
1992-06-30 | 196.767 | 0.70836
1992-07-01 | 196.956 | 0.70904
1992-07-02 | 197.146 | 0.70973
1992-07-03 | 197.335 | 0.71041
1992-07-04 | 197.525 | 0.71109
1992-07-05 | 197.714 | 0.71177
1992-07-06 | 197.904 | 0.71245
1992-07-07 | 198.094 | 0.71314
1992-07-08 | 198.283 | 0.71382
1992-07-09 | 198.473 | 0.7145
1992-07-10 | 198.663 | 0.71519
1992-07-11 | 198.853 | 0.71587
1992-07-12 | 199.044 | 0.71656
1992-07-13 | 199.234 | 0.71724
1992-07-14 | 199.424 | 0.71793
1992-07-15 | 199.615 | 0.71861
1992-07-16 | 199.805 | 0.7193
1992-07-17 | 199.996 | 0.71999
1992-07-18 | 200.186 | 0.72067
1992-07-19 | 200.377 | 0.72136
1992-07-20 | 200.568 | 0.72204
1992-07-21 | 200.759 | 0.72273
1992-07-22 | 200.95 | 0.72342
1992-07-23 | 201.141 | 0.72411
1992-07-24 | 201.332 | 0.7248
1992-07-25 | 201.523 | 0.72548
1992-07-26 | 201.715 | 0.72617
1992-07-27 | 201.906 | 0.72686
1992-07-28 | 202.098 | 0.72755
1992-07-29 | 202.289 | 0.72824
1992-07-30 | 202.481 | 0.72893
1992-07-31 | 202.672 | 0.72962
1992-08-01 | 202.864 | 0.73031
1992-08-02 | 203.056 | 0.731
1992-08-03 | 203.248 | 0.73169
1992-08-04 | 203.44 | 0.73238
1992-08-05 | 203.632 | 0.73308
1992-08-06 | 203.825 | 0.73377
1992-08-07 | 204.017 | 0.73446
1992-08-08 | 204.209 | 0.73515
1992-08-09 | 204.402 | 0.73585
1992-08-10 | 204.594 | 0.73654
1992-08-11 | 204.787 | 0.73723
1992-08-12 | 204.98 | 0.73793
1992-08-13 | 205.173 | 0.73862
1992-08-14 | 205.365 | 0.73931
1992-08-15 | 205.558 | 0.74001
1992-08-16 | 205.752 | 0.74071
1992-08-17 | 205.945 | 0.7414
1992-08-18 | 206.138 | 0.7421
1992-08-19 | 206.331 | 0.74279
1992-08-20 | 206.525 | 0.74349
1992-08-21 | 206.718 | 0.74418
1992-08-22 | 206.912 | 0.74488
1992-08-23 | 207.105 | 0.74558
1992-08-24 | 207.299 | 0.74628
1992-08-25 | 207.493 | 0.74697
1992-08-26 | 207.687 | 0.74767
1992-08-27 | 207.881 | 0.74837
1992-08-28 | 208.075 | 0.74907
1992-08-29 | 208.269 | 0.74977
1992-08-30 | 208.463 | 0.75047
1992-08-31 | 208.657 | 0.75117
1992-09-01 | 208.852 | 0.75187
1992-09-02 | 209.046 | 0.75257
1992-09-03 | 209.241 | 0.75327
1992-09-04 | 209.435 | 0.75397
1992-09-05 | 209.63 | 0.75467
1992-09-06 | 209.825 | 0.75537
1992-09-07 | 210.02 | 0.75607
1992-09-08 | 210.215 | 0.75677
1992-09-09 | 210.41 | 0.75748
1992-09-10 | 210.605 | 0.75818
1992-09-11 | 210.8 | 0.75888
1992-09-12 | 210.995 | 0.75958
1992-09-13 | 211.191 | 0.76029
1992-09-14 | 211.386 | 0.76099
1992-09-15 | 211.582 | 0.7617
1992-09-16 | 211.777 | 0.7624
1992-09-17 | 211.973 | 0.7631
1992-09-18 | 212.169 | 0.76381
1992-09-19 | 212.365 | 0.76451
1992-09-20 | 212.561 | 0.76522
1992-09-21 | 212.757 | 0.76593
1992-09-22 | 212.953 | 0.76663
1992-09-23 | 213.149 | 0.76734
1992-09-24 | 213.345 | 0.76804
1992-09-25 | 213.541 | 0.76875
1992-09-26 | 213.738 | 0.76946
1992-09-27 | 213.934 | 0.77016
1992-09-28 | 214.131 | 0.77087
1992-09-29 | 214.328 | 0.77158
1992-09-30 | 214.524 | 0.77229
1992-10-01 | 214.721 | 0.773
1992-10-02 | 214.918 | 0.7737
1992-10-03 | 215.115 | 0.77441
1992-10-04 | 215.312 | 0.77512
1992-10-05 | 215.51 | 0.77584
1992-10-06 | 215.707 | 0.77655
1992-10-07 | 215.904 | 0.77725
1992-10-08 | 216.102 | 0.77797
1992-10-09 | 216.299 | 0.77868
1992-10-10 | 216.497 | 0.77939
1992-10-11 | 216.694 | 0.7801
1992-10-12 | 216.892 | 0.78081
1992-10-13 | 217.09 | 0.78152
1992-10-14 | 217.288 | 0.78224
1992-10-15 | 217.486 | 0.78295
1992-10-16 | 217.684 | 0.78366
1992-10-17 | 217.882 | 0.78438
1992-10-18 | 218.08 | 0.78509
1992-10-19 | 218.279 | 0.7858
1992-10-20 | 218.477 | 0.78652
1992-10-21 | 218.676 | 0.78723
1992-10-22 | 218.874 | 0.78795
1992-10-23 | 219.073 | 0.78866
1992-10-24 | 219.272 | 0.78938
1992-10-25 | 219.47 | 0.79009
1992-10-26 | 219.669 | 0.79081
1992-10-27 | 219.868 | 0.79152
1992-10-28 | 220.067 | 0.79224
1992-10-29 | 220.266 | 0.79296
1992-10-30 | 220.466 | 0.79368
1992-10-31 | 220.665 | 0.79439
1992-11-01 | 220.864 | 0.79511
1992-11-02 | 221.064 | 0.79583
1992-11-03 | 221.263 | 0.79655
1992-11-04 | 221.463 | 0.79727
1992-11-05 | 221.663 | 0.79799
1992-11-06 | 221.863 | 0.79871
1992-11-07 | 222.063 | 0.79943
1992-11-08 | 222.263 | 0.80015
1992-11-09 | 222.463 | 0.80087
1992-11-10 | 222.663 | 0.80159
1992-11-11 | 222.863 | 0.80231
1992-11-12 | 223.063 | 0.80303
1992-11-13 | 223.264 | 0.80375
1992-11-14 | 223.464 | 0.80447
1992-11-15 | 223.665 | 0.80519
1992-11-16 | 223.865 | 0.80591
1992-11-17 | 224.066 | 0.80664
1992-11-18 | 224.267 | 0.80736
1992-11-19 | 224.468 | 0.80808
1992-11-20 | 224.669 | 0.80881
1992-11-21 | 224.87 | 0.80953
1992-11-22 | 225.071 | 0.81026
1992-11-23 | 225.272 | 0.81098
1992-11-24 | 225.473 | 0.8117
1992-11-25 | 225.675 | 0.81243
1992-11-26 | 225.876 | 0.81315
1992-11-27 | 226.078 | 0.81388
1992-11-28 | 226.279 | 0.8146
1992-11-29 | 226.481 | 0.81533
1992-11-30 | 226.683 | 0.81606
1992-12-01 | 226.884 | 0.81678
1992-12-02 | 227.086 | 0.81751
1992-12-03 | 227.288 | 0.81824
1992-12-04 | 227.49 | 0.81896
1992-12-05 | 227.693 | 0.81969
1992-12-06 | 227.895 | 0.82042
1992-12-07 | 228.097 | 0.82115
1992-12-08 | 228.3 | 0.82188
1992-12-09 | 228.502 | 0.82261
1992-12-10 | 228.705 | 0.82334
1992-12-11 | 228.907 | 0.82407
1992-12-12 | 229.11 | 0.8248
1992-12-13 | 229.313 | 0.82553
1992-12-14 | 229.516 | 0.82626
1992-12-15 | 229.719 | 0.82699
1992-12-16 | 229.922 | 0.82772
1992-12-17 | 230.125 | 0.82845
1992-12-18 | 230.328 | 0.82918
1992-12-19 | 230.532 | 0.82992
1992-12-20 | 230.735 | 0.83065
1992-12-21 | 230.939 | 0.83138
1992-12-22 | 231.142 | 0.83211
1992-12-23 | 231.346 | 0.83285
1992-12-24 | 231.55 | 0.83358
1992-12-25 | 231.753 | 0.83431
1992-12-26 | 231.957 | 0.83505
1992-12-27 | 232.161 | 0.83578
1992-12-28 | 232.365 | 0.83651
1992-12-29 | 232.57 | 0.83725
1992-12-30 | 232.774 | 0.83799
1992-12-31 | 232.978 | 0.83872
1993-01-01 | 233.182 | 0.83946
1993-01-02 | 233.387 | 0.84019
1993-01-03 | 233.592 | 0.84093
1993-01-04 | 233.796 | 0.84167
1993-01-05 | 234.001 | 0.8424
1993-01-06 | 234.206 | 0.84314
1993-01-07 | 234.411 | 0.84388
1993-01-08 | 234.616 | 0.84462
1993-01-09 | 234.821 | 0.84536
1993-01-10 | 235.026 | 0.84609
1993-01-11 | 235.231 | 0.84683
1993-01-12 | 235.436 | 0.84757
1993-01-13 | 235.642 | 0.84831
1993-01-14 | 235.847 | 0.84905
1993-01-15 | 236.053 | 0.84979
1993-01-16 | 236.258 | 0.85053
1993-01-17 | 236.464 | 0.85127
1993-01-18 | 236.67 | 0.85201
1993-01-19 | 236.875 | 0.85275
1993-01-20 | 237.081 | 0.85349
1993-01-21 | 237.287 | 0.85423
1993-01-22 | 237.494 | 0.85498
1993-01-23 | 237.7 | 0.85572
1993-01-24 | 237.906 | 0.85646
1993-01-25 | 238.112 | 0.8572
1993-01-26 | 238.319 | 0.85795
1993-01-27 | 238.525 | 0.85869
1993-01-28 | 238.732 | 0.85944
1993-01-29 | 238.939 | 0.86018
1993-01-30 | 239.145 | 0.86092
1993-01-31 | 239.352 | 0.86167
1993-02-01 | 239.559 | 0.86241
1993-02-02 | 239.766 | 0.86316
1993-02-03 | 239.973 | 0.8639
1993-02-04 | 240.18 | 0.86465
1993-02-05 | 240.388 | 0.8654
1993-02-06 | 240.595 | 0.86614
1993-02-07 | 240.802 | 0.86689
1993-02-08 | 241.01 | 0.86764
1993-02-09 | 241.217 | 0.86838
1993-02-10 | 241.425 | 0.86913
1993-02-11 | 241.633 | 0.86988
1993-02-12 | 241.84 | 0.87062
1993-02-13 | 242.048 | 0.87137
1993-02-14 | 242.256 | 0.87212
1993-02-15 | 242.464 | 0.87287
1993-02-16 | 242.673 | 0.87362
1993-02-17 | 242.881 | 0.87437
1993-02-18 | 243.089 | 0.87512
1993-02-19 | 243.297 | 0.87587
1993-02-20 | 243.506 | 0.87662
1993-02-21 | 243.714 | 0.87737
1993-02-22 | 243.923 | 0.87812
1993-02-23 | 244.132 | 0.87888
1993-02-24 | 244.341 | 0.87963
1993-02-25 | 244.549 | 0.88038
1993-02-26 | 244.758 | 0.88113
1993-02-27 | 244.967 | 0.88188
1993-02-28 | 245.177 | 0.88264
1993-03-01 | 245.386 | 0.88339
1993-03-02 | 245.595 | 0.88414
1993-03-03 | 245.804 | 0.88489
1993-03-04 | 246.014 | 0.88565
1993-03-05 | 246.223 | 0.8864
1993-03-06 | 246.433 | 0.88716
1993-03-07 | 246.643 | 0.88791
1993-03-08 | 246.852 | 0.88867
1993-03-09 | 247.062 | 0.88942
1993-03-10 | 247.272 | 0.89018
1993-03-11 | 247.482 | 0.89094
1993-03-12 | 247.692 | 0.89169
1993-03-13 | 247.902 | 0.89245
1993-03-14 | 248.113 | 0.89321
1993-03-15 | 248.323 | 0.89396
1993-03-16 | 248.533 | 0.89472
1993-03-17 | 248.744 | 0.89548
1993-03-18 | 248.955 | 0.89624
1993-03-19 | 249.165 | 0.89699
1993-03-20 | 249.376 | 0.89775
1993-03-21 | 249.587 | 0.89851
1993-03-22 | 249.798 | 0.89927
1993-03-23 | 250.009 | 0.90003
1993-03-24 | 250.22 | 0.90079
1993-03-25 | 250.431 | 0.90155
1993-03-26 | 250.642 | 0.90231
1993-03-27 | 250.853 | 0.90307
1993-03-28 | 251.065 | 0.90383
1993-03-29 | 251.276 | 0.90459
1993-03-30 | 251.488 | 0.90536
1993-03-31 | 251.699 | 0.90612
1993-04-01 | 251.911 | 0.90688
1993-04-02 | 252.123 | 0.90764
1993-04-03 | 252.335 | 0.90841
1993-04-04 | 252.547 | 0.90917
1993-04-05 | 252.759 | 0.90993
1993-04-06 | 252.971 | 0.9107
1993-04-07 | 253.183 | 0.91146
1993-04-08 | 253.395 | 0.91222
1993-04-09 | 253.608 | 0.91299
1993-04-10 | 253.82 | 0.91375
1993-04-11 | 254.033 | 0.91452
1993-04-12 | 254.245 | 0.91528
1993-04-13 | 254.458 | 0.91605
1993-04-14 | 254.671 | 0.91682
1993-04-15 | 254.884 | 0.91758
1993-04-16 | 255.097 | 0.91835
1993-04-17 | 255.31 | 0.91912
1993-04-18 | 255.523 | 0.91988
1993-04-19 | 255.736 | 0.92065
1993-04-20 | 255.949 | 0.92142
1993-04-21 | 256.162 | 0.92218
1993-04-22 | 256.376 | 0.92295
1993-04-23 | 256.589 | 0.92372
1993-04-24 | 256.803 | 0.92449
1993-04-25 | 257.017 | 0.92526
1993-04-26 | 257.23 | 0.92603
1993-04-27 | 257.444 | 0.9268
1993-04-28 | 257.658 | 0.92757
1993-04-29 | 257.872 | 0.92834
1993-04-30 | 258.086 | 0.92911
1993-05-01 | 258.3 | 0.92988
1993-05-02 | 258.514 | 0.93065
1993-05-03 | 258.729 | 0.93142
1993-05-04 | 258.943 | 0.93219
1993-05-05 | 259.158 | 0.93297
1993-05-06 | 259.372 | 0.93374
1993-05-07 | 259.587 | 0.93451
1993-05-08 | 259.801 | 0.93528
1993-05-09 | 260.016 | 0.93606
1993-05-10 | 260.231 | 0.93683
1993-05-11 | 260.446 | 0.93761
1993-05-12 | 260.661 | 0.93838
1993-05-13 | 260.876 | 0.93915
1993-05-14 | 261.091 | 0.93993
1993-05-15 | 261.307 | 0.94071
1993-05-16 | 261.522 | 0.94148
1993-05-17 | 261.737 | 0.94225
1993-05-18 | 261.953 | 0.94303
1993-05-19 | 262.169 | 0.94381
1993-05-20 | 262.384 | 0.94458
1993-05-21 | 262.6 | 0.94536
1993-05-22 | 262.816 | 0.94614
1993-05-23 | 263.032 | 0.94692
1993-05-24 | 263.248 | 0.94769
1993-05-25 | 263.464 | 0.94847
1993-05-26 | 263.68 | 0.94925
1993-05-27 | 263.896 | 0.95003
1993-05-28 | 264.113 | 0.95081
1993-05-29 | 264.329 | 0.95158
1993-05-30 | 264.545 | 0.95236
1993-05-31 | 264.762 | 0.95314
1993-06-01 | 264.979 | 0.95392
1993-06-02 | 265.195 | 0.9547
1993-06-03 | 265.412 | 0.95548
1993-06-04 | 265.629 | 0.95626
1993-06-05 | 265.846 | 0.95705
1993-06-06 | 266.063 | 0.95783
1993-06-07 | 266.28 | 0.95861
1993-06-08 | 266.498 | 0.95939
1993-06-09 | 266.715 | 0.96017
1993-06-10 | 266.932 | 0.96096
1993-06-11 | 267.15 | 0.96174
1993-06-12 | 267.367 | 0.96252
1993-06-13 | 267.585 | 0.96331
1993-06-14 | 267.802 | 0.96409
1993-06-15 | 268.02 | 0.96487
1993-06-16 | 268.238 | 0.96566
1993-06-17 | 268.456 | 0.96644
1993-06-18 | 268.674 | 0.96723
1993-06-19 | 268.892 | 0.96801
1993-06-20 | 269.11 | 0.9688
1993-06-21 | 269.329 | 0.96958
1993-06-22 | 269.547 | 0.97037
1993-06-23 | 269.765 | 0.97115
1993-06-24 | 269.984 | 0.97194
1993-06-25 | 270.202 | 0.97273
1993-06-26 | 270.421 | 0.97352
1993-06-27 | 270.64 | 0.9743
1993-06-28 | 270.859 | 0.97509
1993-06-29 | 271.078 | 0.97588
1993-06-30 | 271.297 | 0.97667
1993-07-01 | 271.516 | 0.97746
1993-07-02 | 271.735 | 0.97825
1993-07-03 | 271.954 | 0.97903
1993-07-04 | 272.173 | 0.97982
1993-07-05 | 272.393 | 0.98061
1993-07-06 | 272.612 | 0.9814
1993-07-07 | 272.832 | 0.9822
1993-07-08 | 273.051 | 0.98298
1993-07-09 | 273.271 | 0.98378
1993-07-10 | 273.491 | 0.98457
1993-07-11 | 273.711 | 0.98536
1993-07-12 | 273.931 | 0.98615
1993-07-13 | 274.151 | 0.98694
1993-07-14 | 274.371 | 0.98774
1993-07-15 | 274.591 | 0.98853
1993-07-16 | 274.811 | 0.98932
1993-07-17 | 275.032 | 0.99012
1993-07-18 | 275.252 | 0.99091
1993-07-19 | 275.473 | 0.9917
1993-07-20 | 275.693 | 0.99249
1993-07-21 | 275.914 | 0.99329
1993-07-22 | 276.135 | 0.99409
1993-07-23 | 276.356 | 0.99488
1993-07-24 | 276.576 | 0.99567
1993-07-25 | 276.797 | 0.99647
1993-07-26 | 277.019 | 0.99727
1993-07-27 | 277.24 | 0.99806
1993-07-28 | 277.461 | 0.99886
1993-07-29 | 277.682 | 0.99966
1993-07-30 | 277.904 | 1.0005
1993-07-31 | 278.125 | 1.0012
1993-08-01 | 278.347 | 1.002
1993-08-02 | 278.568 | 1.0028
1993-08-03 | 278.79 | 1.0036
1993-08-04 | 279.012 | 1.0044
1993-08-05 | 279.234 | 1.0052
1993-08-06 | 279.456 | 1.006
1993-08-07 | 279.678 | 1.0068
1993-08-08 | 279.9 | 1.0076
1993-08-09 | 280.122 | 1.0084
1993-08-10 | 280.344 | 1.0092
1993-08-11 | 280.567 | 1.01
1993-08-12 | 280.789 | 1.0108
1993-08-13 | 281.012 | 1.0116
1993-08-14 | 281.234 | 1.0124
1993-08-15 | 281.457 | 1.0132
1993-08-16 | 281.68 | 1.014
1993-08-17 | 281.903 | 1.0149
1993-08-18 | 282.126 | 1.0157
1993-08-19 | 282.349 | 1.0165
1993-08-20 | 282.572 | 1.0173
1993-08-21 | 282.795 | 1.0181
1993-08-22 | 283.018 | 1.0189
1993-08-23 | 283.241 | 1.0197
1993-08-24 | 283.465 | 1.0205
1993-08-25 | 283.688 | 1.0213
1993-08-26 | 283.912 | 1.0221
1993-08-27 | 284.136 | 1.0229
1993-08-28 | 284.359 | 1.0237
1993-08-29 | 284.583 | 1.0245
1993-08-30 | 284.807 | 1.0253
1993-08-31 | 285.031 | 1.0261
1993-09-01 | 285.255 | 1.0269
1993-09-02 | 285.479 | 1.0277
1993-09-03 | 285.703 | 1.0285
1993-09-04 | 285.928 | 1.0293
1993-09-05 | 286.152 | 1.0301
1993-09-06 | 286.376 | 1.031
1993-09-07 | 286.601 | 1.0318
1993-09-08 | 286.826 | 1.0326
1993-09-09 | 287.05 | 1.0334
1993-09-10 | 287.275 | 1.0342
1993-09-11 | 287.5 | 1.035
1993-09-12 | 287.725 | 1.0358
1993-09-13 | 287.95 | 1.0366
1993-09-14 | 288.175 | 1.0374
1993-09-15 | 288.4 | 1.0382
1993-09-16 | 288.625 | 1.0391
1993-09-17 | 288.851 | 1.0399
1993-09-18 | 289.076 | 1.0407
1993-09-19 | 289.302 | 1.0415
1993-09-20 | 289.527 | 1.0423
1993-09-21 | 289.753 | 1.0431
1993-09-22 | 289.979 | 1.0439
1993-09-23 | 290.204 | 1.0447
1993-09-24 | 290.43 | 1.0455
1993-09-25 | 290.656 | 1.0464
1993-09-26 | 290.882 | 1.0472
1993-09-27 | 291.108 | 1.048
1993-09-28 | 291.335 | 1.0488
1993-09-29 | 291.561 | 1.0496
1993-09-30 | 291.787 | 1.0504
1993-10-01 | 292.014 | 1.0513
1993-10-02 | 292.24 | 1.0521
1993-10-03 | 292.467 | 1.0529
1993-10-04 | 292.694 | 1.0537
1993-10-05 | 292.92 | 1.0545
1993-10-06 | 293.147 | 1.0553
1993-10-07 | 293.374 | 1.0561
1993-10-08 | 293.601 | 1.057
1993-10-09 | 293.828 | 1.0578
1993-10-10 | 294.056 | 1.0586
1993-10-11 | 294.283 | 1.0594
1993-10-12 | 294.51 | 1.0602
1993-10-13 | 294.738 | 1.0611
1993-10-14 | 294.965 | 1.0619
1993-10-15 | 295.193 | 1.0627
1993-10-16 | 295.42 | 1.0635
1993-10-17 | 295.648 | 1.0643
1993-10-18 | 295.876 | 1.0652
1993-10-19 | 296.104 | 1.066
1993-10-20 | 296.332 | 1.0668
1993-10-21 | 296.56 | 1.0676
1993-10-22 | 296.788 | 1.0684
1993-10-23 | 297.016 | 1.0693
1993-10-24 | 297.244 | 1.0701
1993-10-25 | 297.473 | 1.0709
1993-10-26 | 297.701 | 1.0717
1993-10-27 | 297.93 | 1.0725
1993-10-28 | 298.158 | 1.0734
1993-10-29 | 298.387 | 1.0742
1993-10-30 | 298.616 | 1.075
1993-10-31 | 298.845 | 1.0758
1993-11-01 | 299.074 | 1.0767
1993-11-02 | 299.303 | 1.0775
1993-11-03 | 299.532 | 1.0783
1993-11-04 | 299.761 | 1.0791
1993-11-05 | 299.99 | 1.08
1993-11-06 | 300.219 | 1.0808
1993-11-07 | 300.449 | 1.0816
1993-11-08 | 300.678 | 1.0824
1993-11-09 | 300.908 | 1.0833
1993-11-10 | 301.138 | 1.0841
1993-11-11 | 301.367 | 1.0849
1993-11-12 | 301.597 | 1.0857
1993-11-13 | 301.827 | 1.0866
1993-11-14 | 302.057 | 1.0874
1993-11-15 | 302.287 | 1.0882
1993-11-16 | 302.517 | 1.0891
1993-11-17 | 302.747 | 1.0899
1993-11-18 | 302.978 | 1.0907
1993-11-19 | 303.208 | 1.0915
1993-11-20 | 303.439 | 1.0924
1993-11-21 | 303.669 | 1.0932
1993-11-22 | 303.9 | 1.094
1993-11-23 | 304.13 | 1.0949
1993-11-24 | 304.361 | 1.0957
1993-11-25 | 304.592 | 1.0965
1993-11-26 | 304.823 | 1.0974
1993-11-27 | 305.054 | 1.0982
1993-11-28 | 305.285 | 1.099
1993-11-29 | 305.516 | 1.0999
1993-11-30 | 305.747 | 1.1007
1993-12-01 | 305.979 | 1.1015
1993-12-02 | 306.21 | 1.1024
1993-12-03 | 306.442 | 1.1032
1993-12-04 | 306.673 | 1.104
1993-12-05 | 306.905 | 1.1049
1993-12-06 | 307.137 | 1.1057
1993-12-07 | 307.368 | 1.1065
1993-12-08 | 307.6 | 1.1074
1993-12-09 | 307.832 | 1.1082
1993-12-10 | 308.064 | 1.109
1993-12-11 | 308.296 | 1.1099
1993-12-12 | 308.529 | 1.1107
1993-12-13 | 308.761 | 1.1115
1993-12-14 | 308.993 | 1.1124
1993-12-15 | 309.226 | 1.1132
1993-12-16 | 309.458 | 1.114
1993-12-17 | 309.691 | 1.1149
1993-12-18 | 309.923 | 1.1157
1993-12-19 | 310.156 | 1.1166
1993-12-20 | 310.389 | 1.1174
1993-12-21 | 310.622 | 1.1182
1993-12-22 | 310.855 | 1.1191
1993-12-23 | 311.088 | 1.1199
1993-12-24 | 311.321 | 1.1208
1993-12-25 | 311.554 | 1.1216
1993-12-26 | 311.788 | 1.1224
1993-12-27 | 312.021 | 1.1233
1993-12-28 | 312.255 | 1.1241
1993-12-29 | 312.488 | 1.125
1993-12-30 | 312.722 | 1.1258
1993-12-31 | 312.956 | 1.1266
1994-01-01 | 313.189 | 1.1275
1994-01-02 | 313.423 | 1.1283
1994-01-03 | 313.657 | 1.1292
1994-01-04 | 313.891 | 1.13
1994-01-05 | 314.125 | 1.1308
1994-01-06 | 314.36 | 1.1317
1994-01-07 | 314.594 | 1.1325
1994-01-08 | 314.828 | 1.1334
1994-01-09 | 315.063 | 1.1342
1994-01-10 | 315.297 | 1.1351
1994-01-11 | 315.532 | 1.1359
1994-01-12 | 315.766 | 1.1368
1994-01-13 | 316.001 | 1.1376
1994-01-14 | 316.236 | 1.1384
1994-01-15 | 316.471 | 1.1393
1994-01-16 | 316.706 | 1.1401
1994-01-17 | 316.941 | 1.141
1994-01-18 | 317.176 | 1.1418
1994-01-19 | 317.411 | 1.1427
1994-01-20 | 317.647 | 1.1435
1994-01-21 | 317.882 | 1.1444
1994-01-22 | 318.117 | 1.1452
1994-01-23 | 318.353 | 1.1461
1994-01-24 | 318.589 | 1.1469
1994-01-25 | 318.824 | 1.1478
1994-01-26 | 319.06 | 1.1486
1994-01-27 | 319.296 | 1.1495
1994-01-28 | 319.532 | 1.1503
1994-01-29 | 319.768 | 1.1512
1994-01-30 | 320.004 | 1.152
1994-01-31 | 320.24 | 1.1529
1994-02-01 | 320.477 | 1.1537
1994-02-02 | 320.713 | 1.1546
1994-02-03 | 320.949 | 1.1554
1994-02-04 | 321.186 | 1.1563
1994-02-05 | 321.422 | 1.1571
1994-02-06 | 321.659 | 1.158
1994-02-07 | 321.896 | 1.1588
1994-02-08 | 322.133 | 1.1597
1994-02-09 | 322.369 | 1.1605
1994-02-10 | 322.606 | 1.1614
1994-02-11 | 322.843 | 1.1622
1994-02-12 | 323.081 | 1.1631
1994-02-13 | 323.318 | 1.1639
1994-02-14 | 323.555 | 1.1648
1994-02-15 | 323.792 | 1.1657
1994-02-16 | 324.786 | 1.1692
1994-02-17 | 331.933 | 1.195
1994-02-18 | 347.966 | 1.2527
1994-02-19 | 355.689 | 1.2805
1994-02-20 | 360.205 | 1.2967
1994-02-21 | 369.315 | 1.3295
1994-02-22 | 379.367 | 1.3657
1994-02-23 | 388.259 | 1.3977
1994-02-24 | 389.962 | 1.4039
1994-02-25 | 392.526 | 1.4131
1994-02-26 | 393.812 | 1.4177
1994-02-27 | 401.576 | 1.4457
1994-02-28 | 419.044 | 1.5086
1994-03-01 | 427.893 | 1.5404
1994-03-02 | 434.593 | 1.5645
1994-03-03 | 437.735 | 1.5758
1994-03-04 | 433.701 | 1.5613
1994-03-05 | 422.127 | 1.5197
1994-03-06 | 415.954 | 1.4974
1994-03-07 | 404.167 | 1.455
1994-03-08 | 388.407 | 1.3983
1994-03-09 | 343.277 | 1.2358
1994-03-10 | 379.886 | 1.3676
1994-03-11 | 376.426 | 1.3551
1994-03-12 | 367.231 | 1.322
1994-03-13 | 365.57 | 1.3161
1994-03-14 | 363.088 | 1.3071
1994-03-15 | 362.262 | 1.3041
1994-03-16 | 360.201 | 1.2967
1994-03-17 | 361.438 | 1.3012
1994-03-18 | 355.692 | 1.2805
1994-03-19 | 347.144 | 1.2497
1994-03-20 | 342.704 | 1.2337
1994-03-21 | 336.297 | 1.2107
1994-03-22 | 327.967 | 1.1807
1994-03-23 | 324.423 | 1.1679
1994-03-24 | 323.638 | 1.1651
1994-03-25 | 320.511 | 1.1538
1994-03-26 | 315.069 | 1.1342
1994-03-27 | 311.207 | 1.1203
1994-03-28 | 306.219 | 1.1024
1994-03-29 | 305.072 | 1.0983
1994-03-30 | 302.029 | 1.0873
1994-03-31 | 297.108 | 1.0696
1994-04-01 | 297.108 | 1.0696
1994-04-02 | 301.648 | 1.0859
1994-04-03 | 302.406 | 1.0887
1994-04-04 | 303.551 | 1.0928
1994-04-05 | 310.054 | 1.1162
1994-04-06 | 308.516 | 1.1107
1994-04-07 | 305.836 | 1.101
1994-04-08 | 305.454 | 1.0996
1994-04-09 | 305.454 | 1.0996
1994-04-10 | 305.454 | 1.0996
1994-04-11 | 305.454 | 1.0996
1994-04-12 | 305.454 | 1.0996
1994-04-13 | 305.454 | 1.0996
1994-04-14 | 305.072 | 1.0983
1994-04-15 | 302.029 | 1.0873
1994-04-16 | 297.108 | 1.0696
1994-04-17 | 295.602 | 1.0642
1994-04-18 | 291.104 | 1.048
1994-04-19 | 289.984 | 1.0439
1994-04-20 | 287.75 | 1.0359
1994-04-21 | 287.379 | 1.0346
1994-04-22 | 287.008 | 1.0332
1994-04-23 | 284.416 | 1.0239
1994-04-24 | 281.834 | 1.0146
1994-04-25 | 281.466 | 1.0133
1994-04-26 | 281.466 | 1.0133
1994-04-27 | 281.098 | 1.012
1994-04-28 | 278.896 | 1.004
1994-04-29 | 278.53 | 1.0027
1994-04-30 | 278.53 | 1.0027
1994-05-01 | 278.53 | 1.0027
1994-05-02 | 278.53 | 1.0027
1994-05-03 | 278.53 | 1.0027
1994-05-04 | 278.164 | 1.0014
1994-05-05 | 275.973 | 0.9935
1994-05-06 | 275.608 | 0.99219
1994-05-07 | 275.608 | 0.99219
1994-05-08 | 275.608 | 0.99219
1994-05-09 | 275.608 | 0.99219
1994-05-10 | 275.608 | 0.99219
1994-05-11 | 275.608 | 0.99219
1994-05-12 | 275.244 | 0.99088
1994-05-13 | 273.064 | 0.98303
1994-05-14 | 272.701 | 0.98172
1994-05-15 | 272.701 | 0.98172
1994-05-16 | 272.701 | 0.98172
1994-05-17 | 272.701 | 0.98172
1994-05-18 | 272.701 | 0.98172
1994-05-19 | 272.701 | 0.98172
1994-05-20 | 272.339 | 0.98042
1994-05-21 | 270.169 | 0.97261
1994-05-22 | 269.807 | 0.97131
1994-05-23 | 269.807 | 0.97131
1994-05-24 | 269.807 | 0.97131
1994-05-25 | 269.807 | 0.97131
1994-05-26 | 269.807 | 0.97131
1994-05-27 | 269.807 | 0.97131
1994-05-28 | 269.807 | 0.97131
1994-05-29 | 269.447 | 0.97001
1994-05-30 | 267.287 | 0.96223
1994-05-31 | 266.928 | 0.96094
1994-06-01 | 266.928 | 0.96094
1994-06-02 | 266.928 | 0.96094
1994-06-03 | 266.928 | 0.96094
1994-06-04 | 266.569 | 0.95965
1994-06-05 | 264.42 | 0.95191
1994-06-06 | 263.706 | 0.94934
1994-06-07 | 261.212 | 0.94036
1994-06-08 | 258.375 | 0.93015
1994-06-09 | 255.904 | 0.92125
1994-06-10 | 255.2 | 0.91872
1994-06-11 | 253.093 | 0.91113
1994-06-12 | 252.393 | 0.90861
1994-06-13 | 250.297 | 0.90107
1994-06-14 | 249.948 | 0.89981
1994-06-15 | 249.6 | 0.89856
1994-06-16 | 247.514 | 0.89105
1994-06-17 | 247.167 | 0.8898
1994-06-18 | 247.167 | 0.8898
1994-06-19 | 246.821 | 0.88856
1994-06-20 | 244.402 | 0.87985
1994-06-21 | 241.992 | 0.87117
1994-06-22 | 241.306 | 0.8687
1994-06-23 | 238.911 | 0.86008
1994-06-24 | 236.188 | 0.85028
1994-06-25 | 233.816 | 0.84174
1994-06-26 | 233.477 | 0.84052
1994-06-27 | 233.14 | 0.8393
1994-06-28 | 231.119 | 0.83203
1994-06-29 | 230.447 | 0.82961
1994-06-30 | 228.436 | 0.82237
1994-07-01 | 228.101 | 0.82116
1994-07-02 | 227.767 | 0.81996
1994-07-03 | 225.767 | 0.81276
1994-07-04 | 225.434 | 0.81156
1994-07-05 | 225.434 | 0.81156
1994-07-06 | 225.102 | 0.81037
1994-07-07 | 223.113 | 0.80321
1994-07-08 | 222.782 | 0.80202
1994-07-09 | 222.782 | 0.80202
1994-07-10 | 222.452 | 0.80083
1994-07-11 | 220.145 | 0.79252
1994-07-12 | 217.848 | 0.78425
1994-07-13 | 217.194 | 0.7819
1994-07-14 | 214.265 | 0.77135
1994-07-15 | 207.494 | 0.74698
1994-07-16 | 202.713 | 0.72977
1994-07-17 | 201.763 | 0.72635
1994-07-18 | 199.557 | 0.71841
1994-07-19 | 197.361 | 0.7105
1994-07-20 | 196.735 | 0.70825
1994-07-21 | 194.554 | 0.70039
1994-07-22 | 192.074 | 0.69147
1994-07-23 | 189.609 | 0.68259
1994-07-24 | 187.159 | 0.67377
1994-07-25 | 184.723 | 0.665
1994-07-26 | 182.602 | 0.65737
1994-07-27 | 181.999 | 0.6552
1994-07-28 | 180.193 | 0.64869
1994-07-29 | 179.893 | 0.64761
1994-07-30 | 179.594 | 0.64654
1994-07-31 | 177.799 | 0.64008
1994-08-01 | 177.203 | 0.63793
1994-08-02 | 175.42 | 0.63151
1994-08-03 | 174.827 | 0.62938
1994-08-04 | 173.055 | 0.623
1994-08-05 | 172.466 | 0.62088
1994-08-06 | 170.704 | 0.61453
1994-08-07 | 170.411 | 0.61348
1994-08-08 | 170.119 | 0.61243
1994-08-09 | 168.368 | 0.60612
1994-08-10 | 168.077 | 0.60508
1994-08-11 | 168.077 | 0.60508
1994-08-12 | 167.787 | 0.60403
1994-08-13 | 166.047 | 0.59777
1994-08-14 | 165.469 | 0.59569
1994-08-15 | 163.741 | 0.58947
1994-08-16 | 163.453 | 0.58843
1994-08-17 | 163.167 | 0.5874
1994-08-18 | 161.449 | 0.58122
1994-08-19 | 161.164 | 0.58019
1994-08-20 | 161.164 | 0.58019
1994-08-21 | 161.164 | 0.58019
1994-08-22 | 160.879 | 0.57916
1994-08-23 | 159.172 | 0.57302
1994-08-24 | 158.888 | 0.572
1994-08-25 | 158.605 | 0.57098
1994-08-26 | 156.91 | 0.56488
1994-08-27 | 156.363 | 0.56291
1994-08-28 | 154.511 | 0.55624
1994-08-29 | 152.407 | 0.54867
1994-08-30 | 150.315 | 0.54113
1994-08-31 | 148.237 | 0.53365
1994-09-01 | 146.172 | 0.52622
1994-09-02 | 144.12 | 0.51883
1994-09-03 | 142.082 | 0.5115
1994-09-04 | 140.056 | 0.5042
1994-09-05 | 138.044 | 0.49696
1994-09-06 | 136.045 | 0.48976
1994-09-07 | 134.06 | 0.48262
1994-09-08 | 132.088 | 0.47552
1994-09-09 | 130.129 | 0.46846
1994-09-10 | 128.183 | 0.46146
1994-09-11 | 126.251 | 0.4545
1994-09-12 | 124.332 | 0.4476
1994-09-13 | 122.427 | 0.44074
1994-09-14 | 120.535 | 0.43393
1994-09-15 | 118.656 | 0.42716
1994-09-16 | 116.791 | 0.42045
1994-09-17 | 114.94 | 0.41378
1994-09-18 | 113.101 | 0.40716
1994-09-19 | 111.277 | 0.4006
1994-09-20 | 109.466 | 0.39408
1994-09-21 | 107.668 | 0.3876
1994-09-22 | 105.884 | 0.38118
1994-09-23 | 104.114 | 0.37481
1994-09-24 | 102.357 | 0.36849
1994-09-25 | 100.614 | 0.36221
1994-09-26 | 98.884 | 0.35598
1994-09-27 | 97.168 | 0.3498
1994-09-28 | 95.466 | 0.34368
1994-09-29 | 93.778 | 0.3376
1994-09-30 | 92.103 | 0.33157
1994-10-01 | 90.649 | 0.32634
1994-10-02 | 90.442 | 0.32559
1994-10-03 | 90.223 | 0.3248
1994-10-04 | 88.913 | 0.32009
1994-10-05 | 88.478 | 0.31852
1994-10-06 | 87.18 | 0.31385
1994-10-07 | 86.749 | 0.3123
1994-10-08 | 85.462 | 0.30766
1994-10-09 | 85.036 | 0.30613
1994-10-10 | 83.761 | 0.30154
1994-10-11 | 83.549 | 0.30078
1994-10-12 | 83.338 | 0.30002
1994-10-13 | 82.075 | 0.29547
1994-10-14 | 81.864 | 0.29471
1994-10-15 | 81.864 | 0.29471
1994-10-16 | 81.655 | 0.29396
1994-10-17 | 80.404 | 0.28945
1994-10-18 | 79.989 | 0.28796
1994-10-19 | 78.955 | 0.28424
1994-10-20 | 79.576 | 0.28647
1994-10-21 | 77.315 | 0.27833
1994-10-22 | 76.703 | 0.27613
1994-10-23 | 75.486 | 0.27175
1994-10-24 | 75.083 | 0.2703
1994-10-25 | 73.879 | 0.26596
1994-10-26 | 73.479 | 0.26452
1994-10-27 | 72.287 | 0.26023
1994-10-28 | 72.089 | 0.25952
1994-10-29 | 71.891 | 0.25881
1994-10-30 | 70.711 | 0.25456
1994-10-31 | 71.405 | 0.25706
1994-11-01 | 77.742 | 0.27987
1994-11-02 | 84.085 | 0.30271
1994-11-03 | 83.34 | 0.30002
1994-11-04 | 80.613 | 0.29021
1994-11-05 | 79.989 | 0.28796
1994-11-06 | 78.749 | 0.2835
1994-11-07 | 78.543 | 0.28275
1994-11-08 | 78.338 | 0.28202
1994-11-09 | 77.11 | 0.2776
1994-11-10 | 76.906 | 0.27686
1994-11-11 | 76.906 | 0.27686
1994-11-12 | 76.906 | 0.27686
1994-11-13 | 76.703 | 0.27613
1994-11-14 | 75.486 | 0.27175
1994-11-15 | 75.083 | 0.2703
1994-11-16 | 73.879 | 0.26596
1994-11-17 | 73.678 | 0.26524
1994-11-18 | 73.479 | 0.26452
1994-11-19 | 72.287 | 0.26023
1994-11-20 | 71.891 | 0.25881
1994-11-21 | 70.515 | 0.25385
1994-11-22 | 69.15 | 0.24894
1994-11-23 | 68.763 | 0.24755
1994-11-24 | 67.606 | 0.24338
1994-11-25 | 67.414 | 0.24269
1994-11-26 | 67.222 | 0.242
1994-11-27 | 66.078 | 0.23788
1994-11-28 | 65.887 | 0.23719
1994-11-29 | 65.887 | 0.23719
1994-11-30 | 66.654 | 0.23995
1994-12-01 | 71.305 | 0.2567
1994-12-02 | 71.891 | 0.25881
1994-12-03 | 70.711 | 0.25456
1994-12-04 | 70.908 | 0.25527
1994-12-05 | 73.481 | 0.26453
1994-12-06 | 75.083 | 0.2703
1994-12-07 | 75.284 | 0.27102
1994-12-08 | 75.486 | 0.27175
1994-12-09 | 76.907 | 0.27687
1994-12-10 | 78.338 | 0.28202
1994-12-11 | 78.749 | 0.2835
1994-12-12 | 80.406 | 0.28946
1994-12-13 | 83.128 | 0.29926
1994-12-14 | 83.549 | 0.30078
1994-12-15 | 83.761 | 0.30154
1994-12-16 | 84.823 | 0.30536
1994-12-17 | 83.55 | 0.30078
1994-12-18 | 82.075 | 0.29547
1994-12-19 | 81.655 | 0.29396
1994-12-20 | 80.612 | 0.2902
1994-12-21 | 81.655 | 0.29396
1994-12-22 | 81.864 | 0.29471
1994-12-23 | 82.075 | 0.29547
1994-12-24 | 83.338 | 0.30002
1994-12-25 | 83.761 | 0.30154
1994-12-26 | 85.036 | 0.30613
1994-12-27 | 85.036 | 0.30613
1994-12-28 | 83.973 | 0.3023
1994-12-29 | 85.25 | 0.3069
1994-12-30 | 86.965 | 0.31307
1994-12-31 | 88.478 | 0.31852
1995-01-01 | 88.695 | 0.3193
1995-01-02 | 88.478 | 0.31852
1995-01-03 | 87.396 | 0.31463
1995-01-04 | 88.696 | 0.31931
1995-01-05 | 90.442 | 0.32559
1995-01-06 | 92.427 | 0.33274
1995-01-07 | 96.234 | 0.34644
1995-01-08 | 102.644 | 0.36952
1995-01-09 | 106.621 | 0.38384
1995-01-10 | 109.479 | 0.39412
1995-01-11 | 116.026 | 0.41769
1995-01-12 | 120.229 | 0.43282
1995-01-13 | 122.232 | 0.44004
1995-01-14 | 122.736 | 0.44185
1995-01-15 | 124.506 | 0.44822
1995-01-16 | 127.577 | 0.45928
1995-01-17 | 135.904 | 0.48925
1995-01-18 | 138.812 | 0.49972
1995-01-19 | 139.345 | 0.50164
1995-01-20 | 141.221 | 0.5084
1995-01-21 | 143.922 | 0.51812
1995-01-22 | 150.785 | 0.54283
1995-01-23 | 163.487 | 0.58855
1995-01-24 | 177.23 | 0.63803
1995-01-25 | 190.257 | 0.68493
1995-01-26 | 206.238 | 0.74246
1995-01-27 | 217.204 | 0.78193
1995-01-28 | 225.108 | 0.81039
1995-01-29 | 230.448 | 0.82961
1995-01-30 | 232.803 | 0.83809
1995-01-31 | 230.115 | 0.82841
1995-02-01 | 223.778 | 0.8056
1995-02-02 | 223.445 | 0.8044
1995-02-03 | 228.105 | 0.82118
1995-02-04 | 233.142 | 0.83931
1995-02-05 | 236.188 | 0.85028
1995-02-06 | 238.57 | 0.85885
1995-02-07 | 240.283 | 0.86502
1995-02-08 | 248.561 | 0.89482
1995-02-09 | 255.636 | 0.92029
1995-02-10 | 291.574 | 1.0497
1995-02-11 | 307.006 | 1.1052
1995-02-12 | 326.021 | 1.1737
1995-02-13 | 339.904 | 1.2237
1995-02-14 | 351.612 | 1.2658
1995-02-15 | 357.332 | 1.2864
1995-02-16 | 369.321 | 1.3296
1995-02-17 | 381.9 | 1.3748
1995-02-18 | 389.967 | 1.4039
1995-02-19 | 398.973 | 1.4363
1995-02-20 | 404.163 | 1.455
1995-02-21 | 413.32 | 1.488
1995-02-22 | 420.355 | 1.5133
1995-02-23 | 425.226 | 1.5308
1995-02-24 | 435.047 | 1.5662
1995-02-25 | 452.809 | 1.6301
1995-02-26 | 506.236 | 1.8224
1995-02-27 | 525.027 | 1.8901
1995-02-28 | 531.408 | 1.9131
1995-03-01 | 516.315 | 1.8587
1995-03-02 | 556.806 | 2.0045
1995-03-03 | 584.139 | 2.1029
1995-03-04 | 600.125 | 2.1604
1995-03-05 | 605.845 | 2.181
1995-03-06 | 611.074 | 2.1999
1995-03-07 | 621.588 | 2.2377
1995-03-08 | 627.403 | 2.2587
1995-03-09 | 634.843 | 2.2854
1995-03-10 | 639.645 | 2.3027
1995-03-11 | 643.929 | 2.3181
1995-03-12 | 648.226 | 2.3336
1995-03-13 | 652.535 | 2.3491
1995-03-14 | 656.858 | 2.3647
1995-03-15 | 662.828 | 2.3862
1995-03-16 | 678.127 | 2.4413
1995-03-17 | 690.802 | 2.4869
1995-03-18 | 696.904 | 2.5089
1995-03-19 | 704.147 | 2.5349
1995-03-20 | 703.034 | 2.5309
1995-03-21 | 689.696 | 2.4829
1995-03-22 | 685.826 | 2.469
1995-03-23 | 675.377 | 2.4314
1995-03-24 | 669.359 | 2.4097
1995-03-25 | 661.738 | 2.3823
1995-03-26 | 657.399 | 2.3666
1995-03-27 | 655.777 | 2.3608
1995-03-28 | 646.623 | 2.3278
1995-03-29 | 630.06 | 2.2682
1995-03-30 | 630.054 | 2.2682
1995-03-31 | 627.401 | 2.2586
1995-04-01 | 626.871 | 2.2567
1995-04-02 | 626.871 | 2.2567
1995-04-03 | 626.342 | 2.2548
1995-04-04 | 623.168 | 2.2434
1995-04-05 | 622.112 | 2.2396
1995-04-06 | 618.422 | 2.2263
1995-04-07 | 614.217 | 2.2112
1995-04-08 | 610.024 | 2.1961
1995-04-09 | 605.845 | 2.181
1995-04-10 | 602.198 | 2.1679
1995-04-11 | 601.678 | 2.166
1995-04-12 | 601.678 | 2.166
1995-04-13 | 601.159 | 2.1642
1995-04-14 | 597.526 | 2.1511
1995-04-15 | 593.902 | 2.138
1995-04-16 | 592.869 | 2.1343
1995-04-17 | 589.774 | 2.1232
1995-04-18 | 588.23 | 2.1176
1995-04-19 | 582.069 | 2.0954
1995-04-20 | 581.044 | 2.0918
1995-04-21 | 580.533 | 2.0899
1995-04-22 | 577.467 | 2.0789
1995-04-23 | 575.938 | 2.0734
1995-04-24 | 569.837 | 2.0514
1995-04-25 | 568.315 | 2.0459
1995-04-26 | 565.279 | 2.035
1995-04-27 | 564.268 | 2.0314
1995-04-28 | 561.242 | 2.0205
1995-04-29 | 560.235 | 2.0168
1995-04-30 | 556.718 | 2.0042
1995-05-01 | 552.709 | 1.9898
1995-05-02 | 548.714 | 1.9754
1995-05-03 | 545.229 | 1.9628
1995-05-04 | 544.235 | 1.9592
1995-05-05 | 541.258 | 1.9485
1995-05-06 | 540.268 | 1.945
1995-05-07 | 536.808 | 1.9325
1995-05-08 | 533.357 | 1.9201
1995-05-09 | 532.373 | 1.9165
1995-05-10 | 526.499 | 1.8954
1995-05-11 | 510.465 | 1.8377
1995-05-12 | 518.69 | 1.8673
1995-05-13 | 517.714 | 1.8638
1995-05-14 | 515.776 | 1.8568
1995-05-15 | 507.565 | 1.8272
1995-05-16 | 509.49 | 1.8342
1995-05-17 | 512.386 | 1.8446
1995-05-18 | 509.009 | 1.8324
1995-05-19 | 501.807 | 1.8065
1995-05-20 | 494.175 | 1.779
1995-05-21 | 487.067 | 1.7534
1995-05-22 | 483.294 | 1.7399
1995-05-23 | 482.823 | 1.7382
1995-05-24 | 482.823 | 1.7382
1995-05-25 | 482.353 | 1.7365
1995-05-26 | 479.068 | 1.7246
1995-05-27 | 475.325 | 1.7112
1995-05-28 | 472.061 | 1.6994
1995-05-29 | 475.817 | 1.7129
1995-05-30 | 496.117 | 1.786
1995-05-31 | 469.309 | 1.6895
1995-06-01 | 464.176 | 1.671
1995-06-02 | 463.715 | 1.6694
1995-06-03 | 460.948 | 1.6594
1995-06-04 | 460.027 | 1.6561
1995-06-05 | 456.812 | 1.6445
1995-06-06 | 458.218 | 1.6496
1995-06-07 | 480.52 | 1.7299
1995-06-08 | 454.104 | 1.6348
1995-06-09 | 446.319 | 1.6067
1995-06-10 | 445.412 | 1.6035
1995-06-11 | 442.244 | 1.5921
1995-06-12 | 438.635 | 1.5791
1995-06-13 | 435.04 | 1.5661
1995-06-14 | 431.905 | 1.5549
1995-06-15 | 431.011 | 1.5516
1995-06-16 | 427.891 | 1.5404
1995-06-17 | 424.779 | 1.5292
1995-06-18 | 424.335 | 1.5276
1995-06-19 | 423.892 | 1.526
1995-06-20 | 420.795 | 1.5149
1995-06-21 | 417.707 | 1.5037
1995-06-22 | 416.388 | 1.499
1995-06-23 | 411.127 | 1.4801
1995-06-24 | 409.381 | 1.4738
1995-06-25 | 403.728 | 1.4534
1995-06-26 | 399.833 | 1.4394
1995-06-27 | 396.817 | 1.4285
1995-06-28 | 395.957 | 1.4254
1995-06-29 | 393.382 | 1.4162
1995-06-30 | 392.526 | 1.4131
1995-07-01 | 389.536 | 1.4023
1995-07-02 | 385.707 | 1.3885
1995-07-03 | 379.363 | 1.3657
1995-07-04 | 373.065 | 1.343
1995-07-05 | 369.308 | 1.3295
1995-07-06 | 365.985 | 1.3175
1995-07-07 | 363.088 | 1.3071
1995-07-08 | 362.674 | 1.3056
1995-07-09 | 362.262 | 1.3041
1995-07-10 | 359.79 | 1.2952
1995-07-11 | 358.967 | 1.2923
1995-07-12 | 356.097 | 1.2819
1995-07-13 | 353.235 | 1.2716
1995-07-14 | 352.42 | 1.2687
1995-07-15 | 349.573 | 1.2585
1995-07-16 | 346.736 | 1.2482
1995-07-17 | 346.331 | 1.2468
1995-07-18 | 345.928 | 1.2453
1995-07-19 | 343.105 | 1.2352
1995-07-20 | 339.891 | 1.2236
1995-07-21 | 337.09 | 1.2135
1995-07-22 | 336.292 | 1.2107
1995-07-23 | 333.506 | 1.2006
1995-07-24 | 329.939 | 1.1878
1995-07-25 | 323.643 | 1.1651
1995-07-26 | 315.458 | 1.1356
1995-07-27 | 310.442 | 1.1176
1995-07-28 | 300.515 | 1.0819
1995-07-29 | 295.979 | 1.0655
1995-07-30 | 289.989 | 1.044
1995-07-31 | 281.473 | 1.0133
1995-08-01 | 273.792 | 0.98565
1995-08-02 | 271.977 | 0.97912
1995-08-03 | 266.931 | 0.96095
1995-08-04 | 261.569 | 0.94165
1995-08-05 | 258.375 | 0.93015
1995-08-06 | 254.852 | 0.91747
1995-08-07 | 246.832 | 0.8886
1995-08-08 | 236.201 | 0.85032
1995-08-09 | 226.439 | 0.81518
1995-08-10 | 224.778 | 0.8092
1995-08-11 | 234.5 | 0.8442
1995-08-12 | 235.172 | 0.84662
1995-08-13 | 229.108 | 0.82479
1995-08-14 | 225.129 | 0.81046
1995-08-15 | 207.198 | 0.74591
1995-08-16 | 202.08 | 0.72749
1995-08-17 | 199.244 | 0.71728
1995-08-18 | 195.177 | 0.70264
1995-08-19 | 194.243 | 0.69927
1995-08-20 | 192.074 | 0.69147
1995-08-21 | 189.609 | 0.68259
1995-08-22 | 187.159 | 0.67377
1995-08-23 | 184.723 | 0.665
1995-08-24 | 182.301 | 0.65628
1995-08-25 | 180.193 | 0.64869
1995-08-26 | 179.594 | 0.64654
1995-08-27 | 177.502 | 0.63901
1995-08-28 | 175.124 | 0.63045
1995-08-29 | 172.761 | 0.62194
1995-08-30 | 170.412 | 0.61348
1995-08-31 | 168.368 | 0.60612
1995-09-01 | 167.787 | 0.60403
1995-09-02 | 165.759 | 0.59673
1995-09-03 | 163.168 | 0.5874
1995-09-04 | 159.457 | 0.57405
1995-09-05 | 158.042 | 0.56895
1995-09-06 | 152.436 | 0.54877
1995-09-07 | 148.011 | 0.53284
1995-09-08 | 145.278 | 0.523
1995-09-09 | 141.224 | 0.50841
1995-09-10 | 136.955 | 0.49304
1995-09-11 | 132.746 | 0.47789
1995-09-12 | 128.854 | 0.46387
1995-09-13 | 126.289 | 0.45464
1995-09-14 | 122.738 | 0.44186
1995-09-15 | 120.478 | 0.43372
1995-09-16 | 118.486 | 0.42655
1995-09-17 | 116.51 | 0.41944
1995-09-18 | 114.306 | 0.4115
1995-09-19 | 110.675 | 0.39843
1995-09-20 | 106.859 | 0.38469
1995-09-21 | 103.335 | 0.37201
1995-09-22 | 101.246 | 0.36449
1995-09-23 | 99.407 | 0.35787
1995-09-24 | 97.583 | 0.3513
1995-09-25 | 96 | 0.3456
1995-09-26 | 95.549 | 0.34398
1995-09-27 | 93.982 | 0.33834
1995-09-28 | 92.425 | 0.33273
1995-09-29 | 91.983 | 0.33114
1995-09-30 | 90.661 | 0.32638
1995-10-01 | 90.442 | 0.32559
1995-10-02 | 90.442 | 0.32559
1995-10-03 | 90.223 | 0.3248
1995-10-04 | 88.913 | 0.32009
1995-10-05 | 88.478 | 0.31852
1995-10-06 | 87.18 | 0.31385
1995-10-07 | 86.749 | 0.3123
1995-10-08 | 85.462 | 0.30766
1995-10-09 | 85.036 | 0.30613
1995-10-10 | 83.761 | 0.30154
1995-10-11 | 83.549 | 0.30078
1995-10-12 | 83.338 | 0.30002
1995-10-13 | 82.075 | 0.29547
1995-10-14 | 81.864 | 0.29471
1995-10-15 | 81.864 | 0.29471
1995-10-16 | 81.655 | 0.29396
1995-10-17 | 80.404 | 0.28945
1995-10-18 | 79.989 | 0.28796
1995-10-19 | 78.544 | 0.28276
1995-10-20 | 77.11 | 0.2776
1995-10-21 | 77.936 | 0.28057
1995-10-22 | 82.93 | 0.29855
1995-10-23 | 76.311 | 0.27472
1995-10-24 | 73.879 | 0.26596
1995-10-25 | 73.479 | 0.26452
1995-10-26 | 72.287 | 0.26023
1995-10-27 | 72.089 | 0.25952
1995-10-28 | 71.891 | 0.25881
1995-10-29 | 70.711 | 0.25456
1995-10-30 | 70.514 | 0.25385
1995-10-31 | 70.514 | 0.25385
1995-11-01 | 70.514 | 0.25385
1995-11-02 | 70.514 | 0.25385
1995-11-03 | 70.514 | 0.25385
1995-11-04 | 70.514 | 0.25385
1995-11-05 | 70.514 | 0.25385
1995-11-06 | 70.514 | 0.25385
1995-11-07 | 70.514 | 0.25385
1995-11-08 | 70.514 | 0.25385
1995-11-09 | 70.514 | 0.25385
1995-11-10 | 70.514 | 0.25385
1995-11-11 | 70.514 | 0.25385
1995-11-12 | 70.514 | 0.25385
1995-11-13 | 70.514 | 0.25385
1995-11-14 | 70.514 | 0.25385
1995-11-15 | 70.514 | 0.25385
1995-11-16 | 70.514 | 0.25385
1995-11-17 | 70.514 | 0.25385
1995-11-18 | 70.514 | 0.25385
1995-11-19 | 70.514 | 0.25385
1995-11-20 | 70.514 | 0.25385
1995-11-21 | 70.711 | 0.25456
1995-11-22 | 72.09 | 0.25952
1995-11-23 | 73.679 | 0.26524
1995-11-24 | 75.083 | 0.2703
1995-11-25 | 75.284 | 0.27102
1995-11-26 | 75.486 | 0.27175
1995-11-27 | 76.907 | 0.27687
1995-11-28 | 75.555 | 0.272
1995-11-29 | 62.819 | 0.22615
1995-11-30 | 80.52 | 0.28987
1995-12-01 | 86.751 | 0.3123
1995-12-02 | 89.135 | 0.32089
1995-12-03 | 93.764 | 0.33755
1995-12-04 | 97.586 | 0.35131
1995-12-05 | 101.482 | 0.36534
1995-12-06 | 106.624 | 0.38385
1995-12-07 | 110.675 | 0.39843
1995-12-08 | 114.306 | 0.4115
1995-12-09 | 116.757 | 0.42033
1995-12-10 | 120.481 | 0.43373
1995-12-11 | 124.509 | 0.44823
1995-12-12 | 128.858 | 0.46389
1995-12-13 | 135.114 | 0.48641
1995-12-14 | 142.845 | 0.51424
1995-12-15 | 147.738 | 0.53186
1995-12-16 | 152.155 | 0.54776
1995-12-17 | 156.632 | 0.56388
1995-12-18 | 161.167 | 0.5802
1995-12-19 | 165.762 | 0.59674
1995-12-20 | 170.71 | 0.61456
1995-12-21 | 177.208 | 0.63795
1995-12-22 | 182.304 | 0.65629
1995-12-23 | 186.855 | 0.67268
1995-12-24 | 189.609 | 0.68259
1995-12-25 | 192.385 | 0.69259
1995-12-26 | 197.366 | 0.71052
1995-12-27 | 204.625 | 0.73665
1995-12-28 | 212.65 | 0.76554
1995-12-29 | 222.13 | 0.79967
1995-12-30 | 228.441 | 0.82239
1995-12-31 | 235.853 | 0.84907
1996-01-01 | 241.308 | 0.86871
1996-01-02 | 244.748 | 0.88109
1996-01-03 | 249.602 | 0.89857
1996-01-04 | 252.743 | 0.90987
1996-01-05 | 255.552 | 0.91999
1996-01-06 | 258.375 | 0.93015
1996-01-07 | 261.212 | 0.94036
1996-01-08 | 264.064 | 0.95063
1996-01-09 | 266.929 | 0.96094
1996-01-10 | 269.808 | 0.97131
1996-01-11 | 272.702 | 0.98173
1996-01-12 | 275.609 | 0.99219
1996-01-13 | 278.531 | 1.0027
1996-01-14 | 281.466 | 1.0133
1996-01-15 | 284.416 | 1.0239
1996-01-16 | 287.38 | 1.0346
1996-01-17 | 290.357 | 1.0453
1996-01-18 | 292.974 | 1.0547
1996-01-19 | 293.723 | 1.0574
1996-01-20 | 296.354 | 1.0669
1996-01-21 | 298.995 | 1.0764
1996-01-22 | 299.752 | 1.0791
1996-01-23 | 301.742 | 1.0863
1996-01-24 | 300.131 | 1.0805
1996-01-25 | 297.862 | 1.0723
1996-01-26 | 295.601 | 1.0642
1996-01-27 | 293.348 | 1.0561
1996-01-28 | 291.103 | 1.048
1996-01-29 | 288.866 | 1.0399
1996-01-30 | 286.637 | 1.0319
1996-01-31 | 286.551 | 1.0316
1996-02-01 | 299.013 | 1.0764
1996-02-02 | 310.828 | 1.119
1996-02-03 | 318.568 | 1.1468
1996-02-04 | 329.948 | 1.1878
1996-02-05 | 340.302 | 1.2251
1996-02-06 | 350.796 | 1.2629
1996-02-07 | 348.765 | 1.2556
1996-02-08 | 344.739 | 1.2411
1996-02-09 | 366.43 | 1.3191
1996-02-10 | 375.999 | 1.3536
1996-02-11 | 382.317 | 1.3763
1996-02-12 | 386.13 | 1.3901
1996-02-13 | 389.536 | 1.4023
1996-02-14 | 392.526 | 1.4131
1996-02-15 | 393.382 | 1.4162
1996-02-16 | 398.552 | 1.4348
1996-02-17 | 415.523 | 1.4959
1996-02-18 | 425.678 | 1.5324
1996-02-19 | 441.808 | 1.5905
1996-02-20 | 457.287 | 1.6462
1996-02-21 | 473.467 | 1.7045
1996-02-22 | 480.953 | 1.7314
1996-02-23 | 497.521 | 1.7911
1996-02-24 | 518.277 | 1.8658
1996-02-25 | 563.841 | 2.0298
1996-02-26 | 583.612 | 2.101
1996-02-27 | 589.775 | 2.1232
1996-02-28 | 598.049 | 2.153
1996-02-29 | 608.981 | 2.1923
1996-03-01 | 614.217 | 2.2112
1996-03-02 | 618.95 | 2.2282
1996-03-03 | 625.813 | 2.2529
1996-03-04 | 627.932 | 2.2606
1996-03-05 | 634.309 | 2.2835
1996-03-06 | 636.441 | 2.2912
1996-03-07 | 643.931 | 2.3182
1996-03-08 | 652.538 | 2.3491
1996-03-09 | 660.109 | 2.3764
1996-03-10 | 661.736 | 2.3822
1996-03-11 | 664.998 | 2.394
1996-03-12 | 666.087 | 2.3979
1996-03-13 | 669.904 | 2.4117
1996-03-14 | 674.279 | 2.4274
1996-03-15 | 678.667 | 2.4432
1996-03-16 | 683.067 | 2.459
1996-03-17 | 687.481 | 2.4749
1996-03-18 | 691.907 | 2.4909
1996-03-19 | 696.904 | 2.5089
1996-03-20 | 704.707 | 2.5369
1996-03-21 | 709.743 | 2.5551
1996-03-22 | 714.234 | 2.5712
1996-03-23 | 718.738 | 2.5875
1996-03-24 | 723.822 | 2.6058
1996-03-25 | 732.33 | 2.6364
1996-03-26 | 741.454 | 2.6692
1996-03-27 | 750.63 | 2.7023
1996-03-28 | 759.277 | 2.7334
1996-03-29 | 765.068 | 2.7542
1996-03-30 | 773.209 | 2.7836
1996-03-31 | 777.877 | 2.8004
1996-04-01 | 776.711 | 2.7962
1996-04-02 | 765.65 | 2.7563
1996-04-03 | 759.277 | 2.7334
1996-04-04 | 750.057 | 2.7002
1996-04-05 | 736.89 | 2.6528
1996-04-06 | 723.262 | 2.6037
1996-04-07 | 710.308 | 2.5571
1996-04-08 | 699.692 | 2.5189
1996-04-09 | 683.627 | 2.4611
1996-04-10 | 670.455 | 2.4136
1996-04-11 | 661.196 | 2.3803
1996-04-12 | 652 | 2.3472
1996-04-13 | 640.184 | 2.3047
1996-04-14 | 631.649 | 2.2739
1996-04-15 | 625.289 | 2.251
1996-04-16 | 610.557 | 2.198
1996-04-17 | 597.532 | 2.1511
1996-04-18 | 584.641 | 2.1047
1996-04-19 | 569.338 | 2.0496
1996-04-20 | 557.725 | 2.0078
1996-04-21 | 551.712 | 1.9862
1996-04-22 | 541.263 | 1.9485
1996-04-23 | 532.868 | 1.9183
1996-04-24 | 525.511 | 1.8918
1996-04-25 | 521.605 | 1.8778
1996-04-26 | 520.631 | 1.8743
1996-04-27 | 517.714 | 1.8638
1996-04-28 | 516.743 | 1.8603
1996-04-29 | 513.836 | 1.8498
1996-04-30 | 512.869 | 1.8463
1996-05-01 | 509.972 | 1.8359
1996-05-02 | 509.489 | 1.8342
1996-05-03 | 509.008 | 1.8324
1996-05-04 | 506.121 | 1.822
1996-05-05 | 505.64 | 1.8203
1996-05-06 | 505.64 | 1.8203
1996-05-07 | 505.64 | 1.8203
1996-05-08 | 505.16 | 1.8186
1996-05-09 | 502.283 | 1.8082
1996-05-10 | 501.325 | 1.8048
1996-05-11 | 497.982 | 1.7927
1996-05-12 | 494.172 | 1.779
1996-05-13 | 490.376 | 1.7654
1996-05-14 | 486.593 | 1.7517
1996-05-15 | 482.355 | 1.7365
1996-05-16 | 475.328 | 1.7112
1996-05-17 | 467.882 | 1.6844
1996-05-18 | 460.95 | 1.6594
1996-05-19 | 456.355 | 1.6429
1996-05-20 | 449.504 | 1.6182
1996-05-21 | 442.697 | 1.5937
1996-05-22 | 438.186 | 1.5775
1996-05-23 | 431.907 | 1.5549
1996-05-24 | 427.891 | 1.5404
1996-05-25 | 424.336 | 1.5276
1996-05-26 | 420.795 | 1.5149
1996-05-27 | 416.829 | 1.5006
1996-05-28 | 410.691 | 1.4785
1996-05-29 | 406.766 | 1.4644
1996-05-30 | 403.293 | 1.4519
1996-05-31 | 408.171 | 1.4694
1996-06-01 | 455.997 | 1.6416
1996-06-02 | 463.715 | 1.6694
1996-06-03 | 460.948 | 1.6594
1996-06-04 | 460.027 | 1.6561
1996-06-05 | 457.271 | 1.6462
1996-06-06 | 456.812 | 1.6445
1996-06-07 | 456.353 | 1.6429
1996-06-08 | 453.607 | 1.633
1996-06-09 | 453.149 | 1.6313
1996-06-10 | 452.693 | 1.6297
1996-06-11 | 449.956 | 1.6198
1996-06-12 | 449.5 | 1.6182
1996-06-13 | 449.5 | 1.6182
1996-06-14 | 449.5 | 1.6182
1996-06-15 | 449.046 | 1.6166
1996-06-16 | 446.319 | 1.6067
1996-06-17 | 445.412 | 1.6035
1996-06-18 | 442.244 | 1.5921
1996-06-19 | 438.635 | 1.5791
1996-06-20 | 435.488 | 1.5678
1996-06-21 | 434.591 | 1.5645
1996-06-22 | 431.905 | 1.5549
1996-06-23 | 430.566 | 1.55
1996-06-24 | 424.781 | 1.5292
1996-06-25 | 421.236 | 1.5164
1996-06-26 | 420.353 | 1.5133
1996-06-27 | 417.268 | 1.5022
1996-06-28 | 413.754 | 1.4895
1996-06-29 | 410.253 | 1.4769
1996-06-30 | 406.773 | 1.4644
1996-07-01 | 403.348 | 1.4521
1996-07-02 | 399.943 | 1.4398
1996-07-03 | 396.551 | 1.4276
1996-07-04 | 393.172 | 1.4154
1996-07-05 | 389.806 | 1.4033
1996-07-06 | 386.454 | 1.3912
1996-07-07 | 383.115 | 1.3792
1996-07-08 | 379.789 | 1.3672
1996-07-09 | 376.476 | 1.3553
1996-07-10 | 373.176 | 1.3434
1996-07-11 | 369.89 | 1.3316
1996-07-12 | 366.617 | 1.3198
1996-07-13 | 363.357 | 1.3081
1996-07-14 | 360.11 | 1.2964
1996-07-15 | 356.877 | 1.2848
1996-07-16 | 353.657 | 1.2732
1996-07-17 | 350.45 | 1.2616
1996-07-18 | 347.257 | 1.2501
1996-07-19 | 344.077 | 1.2387
1996-07-20 | 340.91 | 1.2273
1996-07-21 | 337.757 | 1.2159
1996-07-22 | 334.617 | 1.2046
1996-07-23 | 331.49 | 1.1934
1996-07-24 | 328.377 | 1.1822
1996-07-25 | 325.277 | 1.171
1996-07-26 | 322.19 | 1.1599
1996-07-27 | 319.117 | 1.1488
1996-07-28 | 316.058 | 1.1378
1996-07-29 | 313.011 | 1.1268
1996-07-30 | 309.979 | 1.1159
1996-07-31 | 306.959 | 1.1051
1996-08-01 | 303.953 | 1.0942
1996-08-02 | 300.961 | 1.0835
1996-08-03 | 297.982 | 1.0727
1996-08-04 | 295.017 | 1.0621
1996-08-05 | 292.065 | 1.0514
1996-08-06 | 289.127 | 1.0409
1996-08-07 | 286.202 | 1.0303
1996-08-08 | 283.291 | 1.0198
1996-08-09 | 280.393 | 1.0094
1996-08-10 | 277.509 | 0.99903
1996-08-11 | 274.638 | 0.9887
1996-08-12 | 271.782 | 0.97842
1996-08-13 | 268.938 | 0.96818
1996-08-14 | 266.109 | 0.95799
1996-08-15 | 263.293 | 0.94785
1996-08-16 | 260.49 | 0.93776
1996-08-17 | 257.702 | 0.92773
1996-08-18 | 254.927 | 0.91774
1996-08-19 | 252.165 | 0.90779
1996-08-20 | 249.418 | 0.8979
1996-08-21 | 246.684 | 0.88806
1996-08-22 | 243.964 | 0.87827
1996-08-23 | 241.257 | 0.86853
1996-08-24 | 238.565 | 0.85883
1996-08-25 | 235.886 | 0.84919
1996-08-26 | 233.221 | 0.8396
1996-08-27 | 230.57 | 0.83005
1996-08-28 | 227.932 | 0.82056
1996-08-29 | 225.309 | 0.81111
1996-08-30 | 222.699 | 0.80172
1996-08-31 | 220.103 | 0.79237
1996-09-01 | 217.516 | 0.78306
1996-09-02 | 214.912 | 0.77368
1996-09-03 | 212.316 | 0.76434
1996-09-04 | 210.057 | 0.75621
1996-09-05 | 209.093 | 0.75273
1996-09-06 | 204.937 | 0.73777
1996-09-07 | 202.08 | 0.72749
1996-09-08 | 199.244 | 0.71728
1996-09-09 | 194.866 | 0.70152
1996-09-10 | 192.074 | 0.69147
1996-09-11 | 189.609 | 0.68259
1996-09-12 | 186.855 | 0.67268
1996-09-13 | 182.604 | 0.65737
1996-09-14 | 179.595 | 0.64654
1996-09-15 | 175.126 | 0.63045
1996-09-16 | 170.415 | 0.61349
1996-09-17 | 165.762 | 0.59674
1996-09-18 | 161.736 | 0.58225
1996-09-19 | 160.879 | 0.57916
1996-09-20 | 158.889 | 0.572
1996-09-21 | 156.629 | 0.56386
1996-09-22 | 154.383 | 0.55578
1996-09-23 | 152.153 | 0.54775
1996-09-24 | 149.936 | 0.53977
1996-09-25 | 147.735 | 0.53185
1996-09-26 | 145.549 | 0.52398
1996-09-27 | 143.377 | 0.51616
1996-09-28 | 141.221 | 0.5084
1996-09-29 | 139.079 | 0.50068
1996-09-30 | 136.689 | 0.49208
1996-10-01 | 133.006 | 0.47882
1996-10-02 | 130.662 | 0.47038
1996-10-03 | 128.339 | 0.46202
1996-10-04 | 124.761 | 0.44914
1996-10-05 | 122.484 | 0.44094
1996-10-06 | 120.229 | 0.43282
1996-10-07 | 116.757 | 0.42033
1996-10-08 | 114.549 | 0.41238
1996-10-09 | 112.362 | 0.4045
1996-10-10 | 108.996 | 0.39239
1996-10-11 | 106.62 | 0.38383
1996-10-12 | 103.335 | 0.37201
1996-10-13 | 101.246 | 0.36449
1996-10-14 | 99.18 | 0.35705
1996-10-15 | 96.226 | 0.34641
1996-10-16 | 95.549 | 0.34398
1996-10-17 | 93.76 | 0.33754
1996-10-18 | 90.882 | 0.32718
1996-10-19 | 90.223 | 0.3248
1996-10-20 | 88.696 | 0.31931
1996-10-21 | 86.965 | 0.31307
1996-10-22 | 85.25 | 0.3069
1996-10-23 | 83.55 | 0.30078
1996-10-24 | 81.865 | 0.29471
1996-10-25 | 80.197 | 0.28871
1996-10-26 | 78.544 | 0.28276
1996-10-27 | 76.907 | 0.27687
1996-10-28 | 75.085 | 0.27031
1996-10-29 | 72.486 | 0.26095
1996-10-30 | 71.891 | 0.25881
1996-10-31 | 70.515 | 0.25385
1996-11-01 | 68.957 | 0.24825
1996-11-02 | 67.224 | 0.24201
1996-11-03 | 64.381 | 0.23177
1996-11-04 | 61.59 | 0.22172
1996-11-05 | 59.942 | 0.21579
1996-11-06 | 58.317 | 0.20994
1996-11-07 | 56.004 | 0.20161
1996-11-08 | 55.301 | 0.19908
1996-11-09 | 52.874 | 0.19035
1996-11-10 | 50.326 | 0.18117
1996-11-11 | 48.824 | 0.17577
1996-11-12 | 47.507 | 0.17103
1996-11-13 | 46.207 | 0.16635
1996-11-14 | 44.924 | 0.16173
1996-11-15 | 43.656 | 0.15716
1996-11-16 | 42.406 | 0.15266
1996-11-17 | 41.325 | 0.14877
1996-11-18 | 41.018 | 0.14766
1996-11-19 | 39.954 | 0.14383
1996-11-20 | 38.902 | 0.14005
1996-11-21 | 38.604 | 0.13897
1996-11-22 | 37.864 | 0.13631
1996-11-23 | 38.456 | 0.13844
1996-11-24 | 37.716 | 0.13578
1996-11-25 | 37.569 | 0.13525
1996-11-26 | 37.422 | 0.13472
1996-11-27 | 36.403 | 0.13105
1996-11-28 | 35.252 | 0.12691
1996-11-29 | 34.119 | 0.12283
1996-11-30 | 33.291 | 0.11985
1996-12-01 | 34.215 | 0.12317
1996-12-02 | 35.448 | 0.12761
1996-12-03 | 36.701 | 0.13212
1996-12-04 | 37.973 | 0.1367
1996-12-05 | 39.265 | 0.14135
1996-12-06 | 40.577 | 0.14608
1996-12-07 | 41.909 | 0.15087
1996-12-08 | 43.26 | 0.15574
1996-12-09 | 44.631 | 0.16067
1996-12-10 | 46.021 | 0.16568
1996-12-11 | 47.43 | 0.17075
1996-12-12 | 48.859 | 0.17589
1996-12-13 | 50.307 | 0.18111
1996-12-14 | 51.774 | 0.18639
1996-12-15 | 53.261 | 0.19174
1996-12-16 | 54.766 | 0.19716
1996-12-17 | 56.291 | 0.20265
1996-12-18 | 57.835 | 0.20821
1996-12-19 | 59.398 | 0.21383
1996-12-20 | 60.98 | 0.21953
1996-12-21 | 62.58 | 0.22529
1996-12-22 | 64.2 | 0.23112
1996-12-23 | 65.838 | 0.23702
1996-12-24 | 67.496 | 0.24299
1996-12-25 | 69.172 | 0.24902
1996-12-26 | 70.866 | 0.25512
1996-12-27 | 72.58 | 0.26129
1996-12-28 | 74.312 | 0.26752
1996-12-29 | 76.062 | 0.27382
1996-12-30 | 77.831 | 0.28019
1996-12-31 | 79.619 | 0.28663
1997-01-01 | 81.425 | 0.29313
1997-01-02 | 83.25 | 0.2997
1997-01-03 | 85.093 | 0.30633
1997-01-04 | 86.954 | 0.31303
1997-01-05 | 88.833 | 0.3198
1997-01-06 | 90.731 | 0.32663
1997-01-07 | 92.648 | 0.33353
1997-01-08 | 94.582 | 0.3405
1997-01-09 | 96.535 | 0.34753
1997-01-10 | 98.505 | 0.35462
1997-01-11 | 100.494 | 0.36178
1997-01-12 | 102.501 | 0.369
1997-01-13 | 104.526 | 0.37629
1997-01-14 | 106.57 | 0.38365
1997-01-15 | 108.631 | 0.39107
1997-01-16 | 110.71 | 0.39856
1997-01-17 | 112.807 | 0.40611
1997-01-18 | 114.922 | 0.41372
1997-01-19 | 117.055 | 0.4214
1997-01-20 | 119.205 | 0.42914
1997-01-21 | 121.374 | 0.43695
1997-01-22 | 123.56 | 0.44482
1997-01-23 | 125.764 | 0.45275
1997-01-24 | 127.986 | 0.46075
1997-01-25 | 130.226 | 0.46881
1997-01-26 | 132.483 | 0.47694
1997-01-27 | 134.758 | 0.48513
1997-01-28 | 137.05 | 0.49338
1997-01-29 | 139.36 | 0.5017
1997-01-30 | 141.688 | 0.51008
1997-01-31 | 144.033 | 0.51852
1997-02-01 | 146.396 | 0.52703
1997-02-02 | 148.776 | 0.53559
1997-02-03 | 151.174 | 0.54423
1997-02-04 | 153.589 | 0.55292
1997-02-05 | 156.022 | 0.56168
1997-02-06 | 158.472 | 0.5705
1997-02-07 | 160.939 | 0.57938
1997-02-08 | 163.424 | 0.58833
1997-02-09 | 165.926 | 0.59733
1997-02-10 | 168.446 | 0.60641
1997-02-11 | 170.982 | 0.61554
1997-02-12 | 173.536 | 0.62473
1997-02-13 | 176.108 | 0.63399
1997-02-14 | 178.696 | 0.64331
1997-02-15 | 181.302 | 0.65269
1997-02-16 | 183.925 | 0.66213
1997-02-17 | 186.564 | 0.67163
1997-02-18 | 189.222 | 0.6812
1997-02-19 | 191.896 | 0.69083
1997-02-20 | 194.587 | 0.70051
1997-02-21 | 197.295 | 0.71026
1997-02-22 | 200.021 | 0.72008
1997-02-23 | 202.763 | 0.72995
1997-02-24 | 205.523 | 0.73988
1997-02-25 | 208.299 | 0.74988
1997-02-26 | 211.092 | 0.75993
1997-02-27 | 213.903 | 0.77005
1997-02-28 | 216.73 | 0.78023
1997-03-01 | 219.574 | 0.79047
1997-03-02 | 222.435 | 0.80077
1997-03-03 | 225.313 | 0.81113
1997-03-04 | 228.208 | 0.82155
1997-03-05 | 231.119 | 0.83203
1997-03-06 | 234.048 | 0.84257
1997-03-07 | 236.993 | 0.85317
1997-03-08 | 239.955 | 0.86384
1997-03-09 | 242.933 | 0.87456
1997-03-10 | 245.929 | 0.88534
1997-03-11 | 248.941 | 0.89619
1997-03-12 | 251.97 | 0.90709
1997-03-13 | 255.015 | 0.91805
1997-03-14 | 258.078 | 0.92908
1997-03-15 | 261.156 | 0.94016
1997-03-16 | 264.252 | 0.95131
1997-03-17 | 267.364 | 0.96251
1997-03-18 | 270.492 | 0.97377
1997-03-19 | 273.638 | 0.9851
1997-03-20 | 276.799 | 0.99648
1997-03-21 | 279.978 | 1.0079
1997-03-22 | 283.173 | 1.0194
1997-03-23 | 286.384 | 1.031
1997-03-24 | 289.612 | 1.0426
1997-03-25 | 292.856 | 1.0543
1997-03-26 | 296.117 | 1.066
1997-03-27 | 299.394 | 1.0778
1997-03-28 | 302.688 | 1.0897
1997-03-29 | 305.998 | 1.1016
1997-03-30 | 309.324 | 1.1136
1997-03-31 | 312.667 | 1.1256
1997-04-01 | 316.026 | 1.1377
1997-04-02 | 319.402 | 1.1498
1997-04-03 | 322.793 | 1.1621
1997-04-04 | 326.202 | 1.1743
1997-04-05 | 329.626 | 1.1867
1997-04-06 | 333.067 | 1.199
1997-04-07 | 336.524 | 1.2115
1997-04-08 | 339.997 | 1.224
1997-04-09 | 343.487 | 1.2366
1997-04-10 | 346.992 | 1.2492
1997-04-11 | 350.514 | 1.2619
1997-04-12 | 354.053 | 1.2746
1997-04-13 | 357.607 | 1.2874
1997-04-14 | 361.177 | 1.3002
1997-04-15 | 364.764 | 1.3132
1997-04-16 | 368.367 | 1.3261
1997-04-17 | 371.986 | 1.3391
1997-04-18 | 375.621 | 1.3522
1997-04-19 | 379.272 | 1.3654
1997-04-20 | 382.939 | 1.3786
1997-04-21 | 386.622 | 1.3918
1997-04-22 | 390.322 | 1.4052
1997-04-23 | 394.037 | 1.4185
1997-04-24 | 397.769 | 1.432
1997-04-25 | 401.516 | 1.4455
1997-04-26 | 405.279 | 1.459
1997-04-27 | 409.059 | 1.4726
1997-04-28 | 412.854 | 1.4863
1997-04-29 | 416.666 | 1.5
1997-04-30 | 420.493 | 1.5138
1997-05-01 | 423.411 | 1.5243
1997-05-02 | 421.236 | 1.5164
1997-05-03 | 420.353 | 1.5133
1997-05-04 | 417.268 | 1.5022
1997-05-05 | 413.754 | 1.4895
1997-05-06 | 410.253 | 1.4769
1997-05-07 | 407.201 | 1.4659
1997-05-08 | 406.331 | 1.4628
1997-05-09 | 403.726 | 1.4534
1997-05-10 | 402.859 | 1.4503
1997-05-11 | 399.833 | 1.4394
1997-05-12 | 396.817 | 1.4285
1997-05-13 | 395.957 | 1.4254
1997-05-14 | 392.528 | 1.4131
1997-05-15 | 385.71 | 1.3886
1997-05-16 | 377.258 | 1.3581
1997-05-17 | 375.576 | 1.3521
1997-05-18 | 373.063 | 1.343
1997-05-19 | 372.227 | 1.34
1997-05-20 | 369.724 | 1.331
1997-05-21 | 368.477 | 1.3265
1997-05-22 | 362.678 | 1.3056
1997-05-23 | 356.508 | 1.2834
1997-05-24 | 352.422 | 1.2687
1997-05-25 | 346.335 | 1.2468
1997-05-26 | 339.097 | 1.2207
1997-05-27 | 328.363 | 1.1821
1997-05-28 | 323.25 | 1.1637
1997-05-29 | 314.687 | 1.1329
1997-05-30 | 305.462 | 1.0997
1997-05-31 | 296.361 | 1.0669
1997-06-01 | 288.497 | 1.0386
1997-06-02 | 276.634 | 0.99588
1997-06-03 | 214.245 | 0.77128
1997-06-04 | 201.765 | 0.72635
1997-06-05 | 197.362 | 0.7105
1997-06-06 | 193.936 | 0.69817
1997-06-07 | 188.078 | 0.67708
1997-06-08 | 186.246 | 0.67049
1997-06-09 | 180.199 | 0.64872
1997-06-10 | 174.832 | 0.6294
1997-06-11 | 168.663 | 0.60719
1997-06-12 | 165.471 | 0.5957
1997-06-13 | 161.451 | 0.58122
1997-06-14 | 158.607 | 0.57099
1997-06-15 | 154.665 | 0.55679
1997-06-16 | 151.876 | 0.54675
1997-06-17 | 148.011 | 0.53284
1997-06-18 | 145.549 | 0.52398
1997-06-19 | 143.108 | 0.51519
1997-06-20 | 139.347 | 0.50165
1997-06-21 | 136.689 | 0.49208
1997-06-22 | 132.488 | 0.47696
1997-06-23 | 127.313 | 0.45833
1997-06-24 | 126.033 | 0.45372
1997-06-25 | 122.738 | 0.44186
1997-06-26 | 120.727 | 0.43462
1997-06-27 | 119.731 | 0.43103
1997-06-28 | 115.285 | 0.41503
1997-06-29 | 113.819 | 0.40975
1997-06-30 | 109.308 | 0.39351
1997-07-01 | 107.426 | 0.38673
1997-07-02 | 106.103 | 0.38197
1997-07-03 | 104.788 | 0.37724
1997-07-04 | 103.481 | 0.37253
1997-07-05 | 102.181 | 0.36785
1997-07-06 | 100.889 | 0.3632
1997-07-07 | 99.604 | 0.35857
1997-07-08 | 98.326 | 0.35397
1997-07-09 | 97.056 | 0.3494
1997-07-10 | 95.794 | 0.34486
1997-07-11 | 94.539 | 0.34034
1997-07-12 | 93.292 | 0.33585
1997-07-13 | 92.052 | 0.33139
1997-07-14 | 90.82 | 0.32695
1997-07-15 | 89.595 | 0.32254
1997-07-16 | 88.378 | 0.31816
1997-07-17 | 87.168 | 0.3138
1997-07-18 | 85.967 | 0.30948
1997-07-19 | 84.772 | 0.30518
1997-07-20 | 83.586 | 0.30091
1997-07-21 | 82.407 | 0.29667
1997-07-22 | 81.235 | 0.29245
1997-07-23 | 80.071 | 0.28826
1997-07-24 | 78.915 | 0.28409
1997-07-25 | 77.767 | 0.27996
1997-07-26 | 76.626 | 0.27585
1997-07-27 | 75.493 | 0.27177
1997-07-28 | 74.368 | 0.26772
1997-07-29 | 73.25 | 0.2637
1997-07-30 | 72.14 | 0.2597
1997-07-31 | 71.038 | 0.25574
1997-08-01 | 69.943 | 0.25179
1997-08-02 | 68.857 | 0.24789
1997-08-03 | 67.778 | 0.244
1997-08-04 | 66.706 | 0.24014
1997-08-05 | 65.643 | 0.23631
1997-08-06 | 64.587 | 0.23251
1997-08-07 | 63.539 | 0.22874
1997-08-08 | 62.499 | 0.225
1997-08-09 | 61.467 | 0.22128
1997-08-10 | 60.443 | 0.21759
1997-08-11 | 59.426 | 0.21393
1997-08-12 | 58.418 | 0.2103
1997-08-13 | 57.417 | 0.2067
1997-08-14 | 56.424 | 0.20313
1997-08-15 | 55.439 | 0.19958
1997-08-16 | 54.462 | 0.19606
1997-08-17 | 53.493 | 0.19257
1997-08-18 | 52.532 | 0.18912
1997-08-19 | 51.578 | 0.18568
1997-08-20 | 50.633 | 0.18228
1997-08-21 | 49.696 | 0.17891
1997-08-22 | 48.766 | 0.17556
1997-08-23 | 47.845 | 0.17224
1997-08-24 | 46.932 | 0.16896
1997-08-25 | 46.026 | 0.16569
1997-08-26 | 45.129 | 0.16246
1997-08-27 | 44.24 | 0.15926
1997-08-28 | 43.359 | 0.15609
1997-08-29 | 42.486 | 0.15295
1997-08-30 | 41.621 | 0.14984
1997-08-31 | 40.764 | 0.14675
1997-09-01 | 39.915 | 0.14369
1997-09-02 | 39.074 | 0.14067
1997-09-03 | 38.242 | 0.13767
1997-09-04 | 37.418 | 0.1347
1997-09-05 | 36.602 | 0.13177
1997-09-06 | 35.794 | 0.12886
1997-09-07 | 34.994 | 0.12598
1997-09-08 | 34.203 | 0.12313
1997-09-09 | 33.42 | 0.12031
1997-09-10 | 32.645 | 0.11752
1997-09-11 | 31.878 | 0.11476
1997-09-12 | 31.12 | 0.11203
1997-09-13 | 30.37 | 0.10933
1997-09-14 | 29.628 | 0.10666
1997-09-15 | 28.895 | 0.10402
1997-09-16 | 28.17 | 0.10141
1997-09-17 | 27.454 | 0.098834
1997-09-18 | 26.746 | 0.096286
1997-09-19 | 26.046 | 0.093766
1997-09-20 | 25.355 | 0.091278
1997-09-21 | 24.672 | 0.088819
1997-09-22 | 23.998 | 0.086393
1997-09-23 | 23.333 | 0.083999
1997-09-24 | 22.675 | 0.08163
1997-09-25 | 22.027 | 0.079297
1997-09-26 | 21.387 | 0.076993
1997-09-27 | 20.756 | 0.074722
1997-09-28 | 20.133 | 0.072479
1997-09-29 | 19.519 | 0.070268
1997-09-30 | 18.913 | 0.068087
1997-10-01 | 18.285 | 0.065826
1997-10-02 | 17.479 | 0.062924
1997-10-03 | 16.759 | 0.060332
1997-10-04 | 16.556 | 0.059602
1997-10-05 | 15.954 | 0.057434
1997-10-06 | 15.855 | 0.057078
1997-10-07 | 15.855 | 0.057078
1997-10-08 | 15.658 | 0.056369
1997-10-09 | 14.495 | 0.052182
1997-10-10 | 14.21 | 0.051156
1997-10-11 | 13.649 | 0.049136
1997-10-12 | 13.556 | 0.048802
1997-10-13 | 13.556 | 0.048802
1997-10-14 | 13.556 | 0.048802
1997-10-15 | 13.556 | 0.048802
1997-10-16 | 13.464 | 0.04847
1997-10-17 | 12.827 | 0.046177
1997-10-18 | 12.116 | 0.043618
1997-10-19 | 11.257 | 0.040525
1997-10-20 | 9.697 | 0.034909
1997-10-21 | 9.456 | 0.034042
1997-10-22 | 9.456 | 0.034042
1997-10-23 | 9.456 | 0.034042
1997-10-24 | 9.456 | 0.034042
1997-10-25 | 9.456 | 0.034042
1997-10-26 | 9.456 | 0.034042
1997-10-27 | 9.456 | 0.034042
1997-10-28 | 9.456 | 0.034042
1997-10-29 | 9.456 | 0.034042
1997-10-30 | 9.456 | 0.034042
1997-10-31 | 9.456 | 0.034042
1997-11-01 | 9.456 | 0.034042
1997-11-02 | 9.456 | 0.034042
1997-11-03 | 9.456 | 0.034042
1997-11-04 | 9.456 | 0.034042
1997-11-05 | 9.456 | 0.034042
1997-11-06 | 9.456 | 0.034042
1997-11-07 | 9.456 | 0.034042
1997-11-08 | 9.456 | 0.034042
1997-11-09 | 9.456 | 0.034042
1997-11-10 | 9.456 | 0.034042
1997-11-11 | 9.456 | 0.034042
1997-11-12 | 9.456 | 0.034042
1997-11-13 | 9.456 | 0.034042
1997-11-14 | 9.456 | 0.034042
1997-11-15 | 9.456 | 0.034042
1997-11-16 | 9.456 | 0.034042
1997-11-17 | 9.535 | 0.034326
1997-11-18 | 10.094 | 0.036338
1997-11-19 | 10.749 | 0.038696
1997-11-20 | 11.423 | 0.041123
1997-11-21 | 12.116 | 0.043618
1997-11-22 | 12.827 | 0.046177
1997-11-23 | 13.746 | 0.049486
1997-11-24 | 15.562 | 0.056023
1997-11-25 | 15.855 | 0.057078
1997-11-26 | 16.055 | 0.057798
1997-11-27 | 17.377 | 0.062557
1997-11-28 | 18.425 | 0.06633
1997-11-29 | 19.939 | 0.07178
1997-11-30 | 21.054 | 0.075794
1997-12-01 | 22.661 | 0.08158
1997-12-02 | 25.376 | 0.091354
1997-12-03 | 37.221 | 0.134
1997-12-04 | 42.414 | 0.15269
1997-12-05 | 46.381 | 0.16697
1997-12-06 | 51.176 | 0.18423
1997-12-07 | 54.61 | 0.1966
1997-12-08 | 59.772 | 0.21518
1997-12-09 | 64.195 | 0.2311
1997-12-10 | 68.004 | 0.24481
1997-12-11 | 74.49 | 0.26816
1997-12-12 | 77.112 | 0.2776
1997-12-13 | 80.41 | 0.28948
1997-12-14 | 85.474 | 0.30771
1997-12-15 | 91.994 | 0.33118
1997-12-16 | 97.591 | 0.35133
1997-12-17 | 103.582 | 0.3729
1997-12-18 | 111.645 | 0.40192
1997-12-19 | 115.537 | 0.41593
1997-12-20 | 123.503 | 0.44461
1997-12-21 | 127.577 | 0.45928
1997-12-22 | 135.904 | 0.48925
1997-12-23 | 139.887 | 0.50359
1997-12-24 | 147.749 | 0.5319
1997-12-25 | 157.503 | 0.56701
1997-12-26 | 172.205 | 0.61994
1997-12-27 | 183.519 | 0.66067
1997-12-28 | 188.702 | 0.67933
1997-12-29 | 200.514 | 0.72185
1997-12-30 | 205.257 | 0.73893
1997-12-31 | 212.65 | 0.76554
1998-01-01 | 222.13 | 0.79967
1998-01-02 | 228.105 | 0.82118
1998-01-03 | 234.846 | 0.84545
1998-01-04 | 248.222 | 0.8936
1998-01-05 | 253.801 | 0.91368
1998-01-06 | 263.357 | 0.94809
1998-01-07 | 270.538 | 0.97394
1998-01-08 | 281.109 | 1.012
1998-01-09 | 291.117 | 1.048
1998-01-10 | 305.862 | 1.1011
1998-01-11 | 323.664 | 1.1652
1998-01-12 | 339.912 | 1.2237
1998-01-13 | 356.947 | 1.285
1998-01-14 | 378.975 | 1.3643
1998-01-15 | 401.177 | 1.4442
1998-01-16 | 431.072 | 1.5519
1998-01-17 | 459.609 | 1.6546
1998-01-18 | 484.283 | 1.7434
1998-01-19 | 519.77 | 1.8712
1998-01-20 | 569.424 | 2.0499
1998-01-21 | 601.193 | 2.1643
1998-01-22 | 627.972 | 2.2607
1998-01-23 | 661.795 | 2.3825
1998-01-24 | 699.737 | 2.5191
1998-01-25 | 731.22 | 2.6324
1998-01-26 | 754.673 | 2.7168
1998-01-27 | 774.977 | 2.7899
1998-01-28 | 799.654 | 2.8788
1998-01-29 | 811.521 | 2.9215
1998-01-30 | 820.48 | 2.9537
1998-01-31 | 825.139 | 2.9705
1998-02-01 | 824.781 | 2.9692
1998-02-02 | 823.687 | 2.9653
1998-02-03 | 822.593 | 2.9613
1998-02-04 | 821.5 | 2.9574
1998-02-05 | 820.408 | 2.9535
1998-02-06 | 819.317 | 2.9495
1998-02-07 | 818.226 | 2.9456
1998-02-08 | 817.135 | 2.9417
1998-02-09 | 816.046 | 2.9378
1998-02-10 | 814.957 | 2.9338
1998-02-11 | 813.868 | 2.9299
1998-02-12 | 812.781 | 2.926
1998-02-13 | 811.694 | 2.9221
1998-02-14 | 810.608 | 2.9182
1998-02-15 | 809.522 | 2.9143
1998-02-16 | 808.437 | 2.9104
1998-02-17 | 807.353 | 2.9065
1998-02-18 | 806.269 | 2.9026
1998-02-19 | 805.186 | 2.8987
1998-02-20 | 804.104 | 2.8948
1998-02-21 | 803.022 | 2.8909
1998-02-22 | 801.941 | 2.887
1998-02-23 | 800.861 | 2.8831
1998-02-24 | 799.781 | 2.8792
1998-02-25 | 798.702 | 2.8753
1998-02-26 | 797.624 | 2.8714
1998-02-27 | 796.546 | 2.8676
1998-02-28 | 795.469 | 2.8637
1998-03-01 | 794.392 | 2.8598
1998-03-02 | 793.317 | 2.8559
1998-03-03 | 792.242 | 2.8521
1998-03-04 | 791.167 | 2.8482
1998-03-05 | 790.094 | 2.8443
1998-03-06 | 789.021 | 2.8405
1998-03-07 | 787.948 | 2.8366
1998-03-08 | 786.877 | 2.8328
1998-03-09 | 785.806 | 2.8289
1998-03-10 | 784.735 | 2.825
1998-03-11 | 783.665 | 2.8212
1998-03-12 | 782.596 | 2.8173
1998-03-13 | 781.528 | 2.8135
1998-03-14 | 780.46 | 2.8097
1998-03-15 | 779.393 | 2.8058
1998-03-16 | 778.327 | 2.802
1998-03-17 | 777.261 | 2.7981
1998-03-18 | 776.196 | 2.7943
1998-03-19 | 775.132 | 2.7905
1998-03-20 | 774.068 | 2.7866
1998-03-21 | 773.005 | 2.7828
1998-03-22 | 771.942 | 2.779
1998-03-23 | 770.881 | 2.7752
1998-03-24 | 769.82 | 2.7714
1998-03-25 | 768.759 | 2.7675
1998-03-26 | 767.7 | 2.7637
1998-03-27 | 766.64 | 2.7599
1998-03-28 | 765.582 | 2.7561
1998-03-29 | 764.524 | 2.7523
1998-03-30 | 763.467 | 2.7485
1998-03-31 | 762.411 | 2.7447
1998-04-01 | 761.355 | 2.7409
1998-04-02 | 760.3 | 2.7371
1998-04-03 | 759.246 | 2.7333
1998-04-04 | 758.192 | 2.7295
1998-04-05 | 757.139 | 2.7257
1998-04-06 | 756.086 | 2.7219
1998-04-07 | 755.035 | 2.7181
1998-04-08 | 753.984 | 2.7143
1998-04-09 | 752.933 | 2.7106
1998-04-10 | 751.883 | 2.7068
1998-04-11 | 750.834 | 2.703
1998-04-12 | 749.786 | 2.6992
1998-04-13 | 748.738 | 2.6955
1998-04-14 | 747.691 | 2.6917
1998-04-15 | 746.645 | 2.6879
1998-04-16 | 745.599 | 2.6842
1998-04-17 | 744.554 | 2.6804
1998-04-18 | 743.51 | 2.6766
1998-04-19 | 742.466 | 2.6729
1998-04-20 | 741.423 | 2.6691
1998-04-21 | 740.38 | 2.6654
1998-04-22 | 739.339 | 2.6616
1998-04-23 | 738.298 | 2.6579
1998-04-24 | 737.257 | 2.6541
1998-04-25 | 736.218 | 2.6504
1998-04-26 | 735.179 | 2.6466
1998-04-27 | 734.14 | 2.6429
1998-04-28 | 733.102 | 2.6392
1998-04-29 | 732.065 | 2.6354
1998-04-30 | 731.029 | 2.6317
1998-05-01 | 729.993 | 2.628
1998-05-02 | 728.958 | 2.6242
1998-05-03 | 727.924 | 2.6205
1998-05-04 | 726.89 | 2.6168
1998-05-05 | 725.857 | 2.6131
1998-05-06 | 724.825 | 2.6094
1998-05-07 | 723.793 | 2.6057
1998-05-08 | 722.762 | 2.6019
1998-05-09 | 721.732 | 2.5982
1998-05-10 | 720.702 | 2.5945
1998-05-11 | 719.673 | 2.5908
1998-05-12 | 718.645 | 2.5871
1998-05-13 | 717.617 | 2.5834
1998-05-14 | 716.59 | 2.5797
1998-05-15 | 715.564 | 2.576
1998-05-16 | 714.538 | 2.5723
1998-05-17 | 713.513 | 2.5686
1998-05-18 | 712.489 | 2.565
1998-05-19 | 711.465 | 2.5613
1998-05-20 | 710.442 | 2.5576
1998-05-21 | 709.42 | 2.5539
1998-05-22 | 708.398 | 2.5502
1998-05-23 | 707.377 | 2.5466
1998-05-24 | 706.357 | 2.5429
1998-05-25 | 705.337 | 2.5392
1998-05-26 | 704.318 | 2.5355
1998-05-27 | 703.3 | 2.5319
1998-05-28 | 702.282 | 2.5282
1998-05-29 | 701.266 | 2.5246
1998-05-30 | 700.249 | 2.5209
1998-05-31 | 699.234 | 2.5172
1998-06-01 | 698.219 | 2.5136
1998-06-02 | 697.205 | 2.5099
1998-06-03 | 696.191 | 2.5063
1998-06-04 | 695.178 | 2.5026
1998-06-05 | 694.166 | 2.499
1998-06-06 | 693.154 | 2.4954
1998-06-07 | 692.143 | 2.4917
1998-06-08 | 691.133 | 2.4881
1998-06-09 | 690.124 | 2.4844
1998-06-10 | 689.115 | 2.4808
1998-06-11 | 688.106 | 2.4772
1998-06-12 | 687.099 | 2.4736
1998-06-13 | 686.092 | 2.4699
1998-06-14 | 685.086 | 2.4663
1998-06-15 | 684.08 | 2.4627
1998-06-16 | 683.076 | 2.4591
1998-06-17 | 682.071 | 2.4555
1998-06-18 | 681.068 | 2.4518
1998-06-19 | 680.065 | 2.4482
1998-06-20 | 679.063 | 2.4446
1998-06-21 | 678.061 | 2.441
1998-06-22 | 677.061 | 2.4374
1998-06-23 | 676.061 | 2.4338
1998-06-24 | 675.061 | 2.4302
1998-06-25 | 674.062 | 2.4266
1998-06-26 | 673.064 | 2.423
1998-06-27 | 672.067 | 2.4194
1998-06-28 | 671.07 | 2.4159
1998-06-29 | 670.074 | 2.4123
1998-06-30 | 669.078 | 2.4087
1998-07-01 | 668.084 | 2.4051
1998-07-02 | 667.09 | 2.4015
1998-07-03 | 666.096 | 2.3979
1998-07-04 | 665.104 | 2.3944
1998-07-05 | 664.112 | 2.3908
1998-07-06 | 663.12 | 2.3872
1998-07-07 | 662.129 | 2.3837
1998-07-08 | 661.139 | 2.3801
1998-07-09 | 660.15 | 2.3765
1998-07-10 | 659.161 | 2.373
1998-07-11 | 658.173 | 2.3694
1998-07-12 | 657.186 | 2.3659
1998-07-13 | 656.2 | 2.3623
1998-07-14 | 655.214 | 2.3588
1998-07-15 | 654.228 | 2.3552
1998-07-16 | 653.244 | 2.3517
1998-07-17 | 652.26 | 2.3481
1998-07-18 | 651.276 | 2.3446
1998-07-19 | 650.294 | 2.3411
1998-07-20 | 649.312 | 2.3375
1998-07-21 | 648.331 | 2.334
1998-07-22 | 647.35 | 2.3305
1998-07-23 | 646.37 | 2.3269
1998-07-24 | 645.391 | 2.3234
1998-07-25 | 644.413 | 2.3199
1998-07-26 | 643.435 | 2.3164
1998-07-27 | 642.458 | 2.3128
1998-07-28 | 641.481 | 2.3093
1998-07-29 | 640.505 | 2.3058
1998-07-30 | 639.53 | 2.3023
1998-07-31 | 638.556 | 2.2988
1998-08-01 | 637.582 | 2.2953
1998-08-02 | 636.609 | 2.2918
1998-08-03 | 635.636 | 2.2883
1998-08-04 | 634.665 | 2.2848
1998-08-05 | 633.693 | 2.2813
1998-08-06 | 632.723 | 2.2778
1998-08-07 | 631.753 | 2.2743
1998-08-08 | 630.784 | 2.2708
1998-08-09 | 629.816 | 2.2673
1998-08-10 | 628.848 | 2.2639
1998-08-11 | 627.881 | 2.2604
1998-08-12 | 626.915 | 2.2569
1998-08-13 | 625.949 | 2.2534
1998-08-14 | 624.984 | 2.2499
1998-08-15 | 624.02 | 2.2465
1998-08-16 | 623.056 | 2.243
1998-08-17 | 622.093 | 2.2395
1998-08-18 | 621.131 | 2.2361
1998-08-19 | 620.17 | 2.2326
1998-08-20 | 619.209 | 2.2292
1998-08-21 | 618.248 | 2.2257
1998-08-22 | 617.289 | 2.2222
1998-08-23 | 616.33 | 2.2188
1998-08-24 | 615.372 | 2.2153
1998-08-25 | 614.414 | 2.2119
1998-08-26 | 613.457 | 2.2084
1998-08-27 | 612.501 | 2.205
1998-08-28 | 611.546 | 2.2016
1998-08-29 | 610.591 | 2.1981
1998-08-30 | 609.637 | 2.1947
1998-08-31 | 608.683 | 2.1913
1998-09-01 | 607.731 | 2.1878
1998-09-02 | 606.779 | 2.1844
1998-09-03 | 605.827 | 2.181
1998-09-04 | 604.876 | 2.1776
1998-09-05 | 603.926 | 2.1741
1998-09-06 | 602.977 | 2.1707
1998-09-07 | 602.028 | 2.1673
1998-09-08 | 601.08 | 2.1639
1998-09-09 | 600.133 | 2.1605
1998-09-10 | 599.186 | 2.1571
1998-09-11 | 598.241 | 2.1537
1998-09-12 | 597.295 | 2.1503
1998-09-13 | 596.351 | 2.1469
1998-09-14 | 595.407 | 2.1435
1998-09-15 | 594.464 | 2.1401
1998-09-16 | 593.521 | 2.1367
1998-09-17 | 592.579 | 2.1333
1998-09-18 | 591.638 | 2.1299
1998-09-19 | 590.697 | 2.1265
1998-09-20 | 589.758 | 2.1231
1998-09-21 | 588.818 | 2.1197
1998-09-22 | 587.88 | 2.1164
1998-09-23 | 586.942 | 2.113
1998-09-24 | 586.005 | 2.1096
1998-09-25 | 585.069 | 2.1062
1998-09-26 | 584.133 | 2.1029
1998-09-27 | 583.198 | 2.0995
1998-09-28 | 582.264 | 2.0962
1998-09-29 | 581.33 | 2.0928
1998-09-30 | 580.397 | 2.0894
1998-10-01 | 579.465 | 2.0861
1998-10-02 | 578.533 | 2.0827
1998-10-03 | 577.602 | 2.0794
1998-10-04 | 576.672 | 2.076
1998-10-05 | 575.742 | 2.0727
1998-10-06 | 574.813 | 2.0693
1998-10-07 | 573.885 | 2.066
1998-10-08 | 572.958 | 2.0626
1998-10-09 | 572.031 | 2.0593
1998-10-10 | 571.105 | 2.056
1998-10-11 | 570.179 | 2.0526
1998-10-12 | 569.254 | 2.0493
1998-10-13 | 568.33 | 2.046
1998-10-14 | 567.407 | 2.0427
1998-10-15 | 566.484 | 2.0393
1998-10-16 | 565.562 | 2.036
1998-10-17 | 564.641 | 2.0327
1998-10-18 | 563.72 | 2.0294
1998-10-19 | 562.8 | 2.0261
1998-10-20 | 561.881 | 2.0228
1998-10-21 | 560.962 | 2.0195
1998-10-22 | 560.044 | 2.0162
1998-10-23 | 559.127 | 2.0129
1998-10-24 | 558.21 | 2.0096
1998-10-25 | 557.294 | 2.0063
1998-10-26 | 556.379 | 2.003
1998-10-27 | 555.464 | 1.9997
1998-10-28 | 554.551 | 1.9964
1998-10-29 | 553.637 | 1.9931
1998-10-30 | 552.725 | 1.9898
1998-10-31 | 551.813 | 1.9865
1998-11-01 | 550.902 | 1.9832
1998-11-02 | 549.992 | 1.98
1998-11-03 | 549.082 | 1.9767
1998-11-04 | 548.173 | 1.9734
1998-11-05 | 547.265 | 1.9702
1998-11-06 | 546.357 | 1.9669
1998-11-07 | 545.45 | 1.9636
1998-11-08 | 544.544 | 1.9604
1998-11-09 | 543.638 | 1.9571
1998-11-10 | 542.733 | 1.9538
1998-11-11 | 541.829 | 1.9506
1998-11-12 | 540.925 | 1.9473
1998-11-13 | 540.023 | 1.9441
1998-11-14 | 539.12 | 1.9408
1998-11-15 | 538.219 | 1.9376
1998-11-16 | 537.318 | 1.9343
1998-11-17 | 536.418 | 1.9311
1998-11-18 | 535.519 | 1.9279
1998-11-19 | 534.62 | 1.9246
1998-11-20 | 533.722 | 1.9214
1998-11-21 | 532.824 | 1.9182
1998-11-22 | 531.928 | 1.9149
1998-11-23 | 531.032 | 1.9117
1998-11-24 | 530.136 | 1.9085
1998-11-25 | 529.242 | 1.9053
1998-11-26 | 528.348 | 1.9021
1998-11-27 | 527.455 | 1.8988
1998-11-28 | 526.562 | 1.8956
1998-11-29 | 525.67 | 1.8924
1998-11-30 | 524.779 | 1.8892
1998-12-01 | 523.889 | 1.886
1998-12-02 | 522.999 | 1.8828
1998-12-03 | 522.11 | 1.8796
1998-12-04 | 521.221 | 1.8764
1998-12-05 | 520.334 | 1.8732
1998-12-06 | 519.447 | 1.87
1998-12-07 | 518.56 | 1.8668
1998-12-08 | 517.675 | 1.8636
1998-12-09 | 516.79 | 1.8604
1998-12-10 | 515.905 | 1.8573
1998-12-11 | 515.022 | 1.8541
1998-12-12 | 514.139 | 1.8509
1998-12-13 | 513.257 | 1.8477
1998-12-14 | 512.375 | 1.8445
1998-12-15 | 511.494 | 1.8414
1998-12-16 | 510.614 | 1.8382
1998-12-17 | 509.735 | 1.835
1998-12-18 | 508.856 | 1.8319
1998-12-19 | 507.978 | 1.8287
1998-12-20 | 507.101 | 1.8256
1998-12-21 | 506.224 | 1.8224
1998-12-22 | 505.348 | 1.8193
1998-12-23 | 504.473 | 1.8161
1998-12-24 | 503.598 | 1.813
1998-12-25 | 502.724 | 1.8098
1998-12-26 | 501.851 | 1.8067
1998-12-27 | 500.978 | 1.8035
1998-12-28 | 500.107 | 1.8004
1998-12-29 | 499.236 | 1.7972
1998-12-30 | 498.365 | 1.7941
1998-12-31 | 497.495 | 1.791
1999-01-01 | 496.626 | 1.7879
1999-01-02 | 495.758 | 1.7847
1999-01-03 | 494.89 | 1.7816
1999-01-04 | 494.023 | 1.7785
1999-01-05 | 493.157 | 1.7754
1999-01-06 | 492.291 | 1.7722
1999-01-07 | 491.426 | 1.7691
1999-01-08 | 490.562 | 1.766
1999-01-09 | 489.699 | 1.7629
1999-01-10 | 488.836 | 1.7598
1999-01-11 | 487.974 | 1.7567
1999-01-12 | 487.112 | 1.7536
1999-01-13 | 486.251 | 1.7505
1999-01-14 | 485.391 | 1.7474
1999-01-15 | 484.532 | 1.7443
1999-01-16 | 483.673 | 1.7412
1999-01-17 | 482.815 | 1.7381
1999-01-18 | 481.958 | 1.735
1999-01-19 | 481.102 | 1.732
1999-01-20 | 480.246 | 1.7289
1999-01-21 | 479.39 | 1.7258
1999-01-22 | 478.536 | 1.7227
1999-01-23 | 477.682 | 1.7197
1999-01-24 | 476.829 | 1.7166
1999-01-25 | 475.977 | 1.7135
1999-01-26 | 475.125 | 1.7105
1999-01-27 | 474.274 | 1.7074
1999-01-28 | 473.424 | 1.7043
1999-01-29 | 472.574 | 1.7013
1999-01-30 | 471.725 | 1.6982
1999-01-31 | 470.877 | 1.6952
1999-02-01 | 470.029 | 1.6921
1999-02-02 | 469.182 | 1.6891
1999-02-03 | 468.336 | 1.686
1999-02-04 | 467.491 | 1.683
1999-02-05 | 466.646 | 1.6799
1999-02-06 | 465.802 | 1.6769
1999-02-07 | 464.958 | 1.6738
1999-02-08 | 464.116 | 1.6708
1999-02-09 | 463.274 | 1.6678
1999-02-10 | 462.433 | 1.6648
1999-02-11 | 461.592 | 1.6617
1999-02-12 | 460.752 | 1.6587
1999-02-13 | 459.913 | 1.6557
1999-02-14 | 459.074 | 1.6527
1999-02-15 | 458.237 | 1.6497
1999-02-16 | 457.399 | 1.6466
1999-02-17 | 456.563 | 1.6436
1999-02-18 | 455.727 | 1.6406
1999-02-19 | 454.892 | 1.6376
1999-02-20 | 454.058 | 1.6346
1999-02-21 | 453.224 | 1.6316
1999-02-22 | 452.391 | 1.6286
1999-02-23 | 451.559 | 1.6256
1999-02-24 | 450.728 | 1.6226
1999-02-25 | 449.897 | 1.6196
1999-02-26 | 449.067 | 1.6166
1999-02-27 | 448.237 | 1.6137
1999-02-28 | 447.409 | 1.6107
1999-03-01 | 446.581 | 1.6077
1999-03-02 | 445.753 | 1.6047
1999-03-03 | 444.927 | 1.6017
1999-03-04 | 444.101 | 1.5988
1999-03-05 | 443.275 | 1.5958
1999-03-06 | 442.451 | 1.5928
1999-03-07 | 441.627 | 1.5899
1999-03-08 | 440.804 | 1.5869
1999-03-09 | 439.982 | 1.5839
1999-03-10 | 439.16 | 1.581
1999-03-11 | 438.339 | 1.578
1999-03-12 | 437.518 | 1.5751
1999-03-13 | 436.699 | 1.5721
1999-03-14 | 435.88 | 1.5692
1999-03-15 | 435.062 | 1.5662
1999-03-16 | 434.244 | 1.5633
1999-03-17 | 433.427 | 1.5603
1999-03-18 | 432.611 | 1.5574
1999-03-19 | 431.796 | 1.5545
1999-03-20 | 430.981 | 1.5515
1999-03-21 | 430.167 | 1.5486
1999-03-22 | 429.354 | 1.5457
1999-03-23 | 428.541 | 1.5427
1999-03-24 | 427.729 | 1.5398
1999-03-25 | 426.918 | 1.5369
1999-03-26 | 426.107 | 1.534
1999-03-27 | 425.297 | 1.5311
1999-03-28 | 424.488 | 1.5282
1999-03-29 | 423.68 | 1.5252
1999-03-30 | 422.872 | 1.5223
1999-03-31 | 422.065 | 1.5194
1999-04-01 | 421.259 | 1.5165
1999-04-02 | 420.453 | 1.5136
1999-04-03 | 419.648 | 1.5107
1999-04-04 | 418.844 | 1.5078
1999-04-05 | 418.041 | 1.5049
1999-04-06 | 417.238 | 1.5021
1999-04-07 | 416.436 | 1.4992
1999-04-08 | 415.634 | 1.4963
1999-04-09 | 414.834 | 1.4934
1999-04-10 | 414.034 | 1.4905
1999-04-11 | 413.234 | 1.4876
1999-04-12 | 412.436 | 1.4848
1999-04-13 | 411.638 | 1.4819
1999-04-14 | 410.841 | 1.479
1999-04-15 | 410.044 | 1.4762
1999-04-16 | 409.249 | 1.4733
1999-04-17 | 408.454 | 1.4704
1999-04-18 | 407.659 | 1.4676
1999-04-19 | 406.866 | 1.4647
1999-04-20 | 406.073 | 1.4619
1999-04-21 | 405.28 | 1.459
1999-04-22 | 404.489 | 1.4562
1999-04-23 | 403.698 | 1.4533
1999-04-24 | 402.908 | 1.4505
1999-04-25 | 402.118 | 1.4476
1999-04-26 | 401.33 | 1.4448
1999-04-27 | 400.542 | 1.442
1999-04-28 | 399.754 | 1.4391
1999-04-29 | 398.968 | 1.4363
1999-04-30 | 398.182 | 1.4335
1999-05-01 | 397.397 | 1.4306
1999-05-02 | 396.612 | 1.4278
1999-05-03 | 395.829 | 1.425
1999-05-04 | 395.045 | 1.4222
1999-05-05 | 394.263 | 1.4193
1999-05-06 | 393.481 | 1.4165
1999-05-07 | 392.701 | 1.4137
1999-05-08 | 391.92 | 1.4109
1999-05-09 | 391.141 | 1.4081
1999-05-10 | 390.362 | 1.4053
1999-05-11 | 389.584 | 1.4025
1999-05-12 | 388.806 | 1.3997
1999-05-13 | 388.03 | 1.3969
1999-05-14 | 387.254 | 1.3941
1999-05-15 | 386.478 | 1.3913
1999-05-16 | 385.704 | 1.3885
1999-05-17 | 384.93 | 1.3857
1999-05-18 | 384.157 | 1.383
1999-05-19 | 383.384 | 1.3802
1999-05-20 | 382.613 | 1.3774
1999-05-21 | 381.842 | 1.3746
1999-05-22 | 381.071 | 1.3719
1999-05-23 | 380.302 | 1.3691
1999-05-24 | 379.533 | 1.3663
1999-05-25 | 378.765 | 1.3636
1999-05-26 | 377.997 | 1.3608
1999-05-27 | 377.23 | 1.358
1999-05-28 | 376.464 | 1.3553
1999-05-29 | 375.699 | 1.3525
1999-05-30 | 374.934 | 1.3498
1999-05-31 | 374.17 | 1.347
1999-06-01 | 373.407 | 1.3443
1999-06-02 | 372.645 | 1.3415
1999-06-03 | 371.883 | 1.3388
1999-06-04 | 371.122 | 1.336
1999-06-05 | 370.361 | 1.3333
1999-06-06 | 369.602 | 1.3306
1999-06-07 | 368.843 | 1.3278
1999-06-08 | 368.084 | 1.3251
1999-06-09 | 367.327 | 1.3224
1999-06-10 | 366.57 | 1.3197
1999-06-11 | 365.814 | 1.3169
1999-06-12 | 365.058 | 1.3142
1999-06-13 | 364.304 | 1.3115
1999-06-14 | 363.55 | 1.3088
1999-06-15 | 362.796 | 1.3061
1999-06-16 | 362.044 | 1.3034
1999-06-17 | 361.292 | 1.3007
1999-06-18 | 360.541 | 1.2979
1999-06-19 | 359.79 | 1.2952
1999-06-20 | 359.041 | 1.2925
1999-06-21 | 358.292 | 1.2899
1999-06-22 | 357.543 | 1.2872
1999-06-23 | 356.796 | 1.2845
1999-06-24 | 356.049 | 1.2818
1999-06-25 | 355.303 | 1.2791
1999-06-26 | 354.557 | 1.2764
1999-06-27 | 353.813 | 1.2737
1999-06-28 | 353.069 | 1.271
1999-06-29 | 352.325 | 1.2684
1999-06-30 | 351.583 | 1.2657
1999-07-01 | 350.841 | 1.263
1999-07-02 | 350.1 | 1.2604
1999-07-03 | 349.359 | 1.2577
1999-07-04 | 348.619 | 1.255
1999-07-05 | 347.88 | 1.2524
1999-07-06 | 347.142 | 1.2497
1999-07-07 | 346.405 | 1.2471
1999-07-08 | 345.668 | 1.2444
1999-07-09 | 344.932 | 1.2418
1999-07-10 | 344.196 | 1.2391
1999-07-11 | 343.461 | 1.2365
1999-07-12 | 342.727 | 1.2338
1999-07-13 | 341.994 | 1.2312
1999-07-14 | 341.261 | 1.2285
1999-07-15 | 340.53 | 1.2259
1999-07-16 | 339.798 | 1.2233
1999-07-17 | 339.068 | 1.2206
1999-07-18 | 338.338 | 1.218
1999-07-19 | 337.609 | 1.2154
1999-07-20 | 336.881 | 1.2128
1999-07-21 | 336.153 | 1.2102
1999-07-22 | 335.427 | 1.2075
1999-07-23 | 334.701 | 1.2049
1999-07-24 | 333.975 | 1.2023
1999-07-25 | 333.25 | 1.1997
1999-07-26 | 332.526 | 1.1971
1999-07-27 | 331.803 | 1.1945
1999-07-28 | 331.081 | 1.1919
1999-07-29 | 330.359 | 1.1893
1999-07-30 | 329.638 | 1.1867
1999-07-31 | 328.917 | 1.1841
1999-08-01 | 328.198 | 1.1815
1999-08-02 | 327.479 | 1.1789
1999-08-03 | 326.76 | 1.1763
1999-08-04 | 326.043 | 1.1738
1999-08-05 | 325.326 | 1.1712
1999-08-06 | 324.61 | 1.1686
1999-08-07 | 323.895 | 1.166
1999-08-08 | 323.18 | 1.1634
1999-08-09 | 322.466 | 1.1609
1999-08-10 | 321.753 | 1.1583
1999-08-11 | 321.04 | 1.1557
1999-08-12 | 320.329 | 1.1532
1999-08-13 | 319.618 | 1.1506
1999-08-14 | 318.907 | 1.1481
1999-08-15 | 318.198 | 1.1455
1999-08-16 | 317.489 | 1.143
1999-08-17 | 316.781 | 1.1404
1999-08-18 | 316.073 | 1.1379
1999-08-19 | 315.366 | 1.1353
1999-08-20 | 314.66 | 1.1328
1999-08-21 | 313.955 | 1.1302
1999-08-22 | 313.251 | 1.1277
1999-08-23 | 312.547 | 1.1252
1999-08-24 | 311.844 | 1.1226
1999-08-25 | 311.141 | 1.1201
1999-08-26 | 310.439 | 1.1176
1999-08-27 | 309.739 | 1.1151
1999-08-28 | 309.038 | 1.1125
1999-08-29 | 308.339 | 1.11
1999-08-30 | 307.64 | 1.1075
1999-08-31 | 306.942 | 1.105
1999-09-01 | 306.245 | 1.1025
1999-09-02 | 305.548 | 1.1
1999-09-03 | 304.852 | 1.0975
1999-09-04 | 304.157 | 1.095
1999-09-05 | 303.462 | 1.0925
1999-09-06 | 302.769 | 1.09
1999-09-07 | 302.076 | 1.0875
1999-09-08 | 301.383 | 1.085
1999-09-09 | 300.692 | 1.0825
1999-09-10 | 300.001 | 1.08
1999-09-11 | 299.311 | 1.0775
1999-09-12 | 298.622 | 1.075
1999-09-13 | 297.933 | 1.0726
1999-09-14 | 297.245 | 1.0701
1999-09-15 | 296.558 | 1.0676
1999-09-16 | 295.871 | 1.0651
1999-09-17 | 295.185 | 1.0627
1999-09-18 | 294.5 | 1.0602
1999-09-19 | 293.816 | 1.0577
1999-09-20 | 293.133 | 1.0553
1999-09-21 | 292.45 | 1.0528
1999-09-22 | 291.768 | 1.0504
1999-09-23 | 291.086 | 1.0479
1999-09-24 | 290.405 | 1.0455
1999-09-25 | 289.726 | 1.043
1999-09-26 | 289.046 | 1.0406
1999-09-27 | 288.368 | 1.0381
1999-09-28 | 287.69 | 1.0357
1999-09-29 | 287.013 | 1.0332
1999-09-30 | 286.337 | 1.0308
1999-10-01 | 285.661 | 1.0284
1999-10-02 | 284.986 | 1.0259
1999-10-03 | 284.312 | 1.0235
1999-10-04 | 283.639 | 1.0211
1999-10-05 | 282.966 | 1.0187
1999-10-06 | 282.294 | 1.0163
1999-10-07 | 281.623 | 1.0138
1999-10-08 | 280.952 | 1.0114
1999-10-09 | 280.282 | 1.009
1999-10-10 | 279.613 | 1.0066
1999-10-11 | 278.945 | 1.0042
1999-10-12 | 278.277 | 1.0018
1999-10-13 | 277.611 | 0.9994
1999-10-14 | 276.944 | 0.997
1999-10-15 | 276.279 | 0.9946
1999-10-16 | 275.614 | 0.99221
1999-10-17 | 274.95 | 0.98982
1999-10-18 | 274.287 | 0.98743
1999-10-19 | 273.625 | 0.98505
1999-10-20 | 272.963 | 0.98267
1999-10-21 | 272.302 | 0.98029
1999-10-22 | 271.642 | 0.97791
1999-10-23 | 270.982 | 0.97554
1999-10-24 | 270.323 | 0.97316
1999-10-25 | 269.665 | 0.97079
1999-10-26 | 269.008 | 0.96843
1999-10-27 | 268.351 | 0.96606
1999-10-28 | 267.695 | 0.9637
1999-10-29 | 267.04 | 0.96134
1999-10-30 | 266.386 | 0.95899
1999-10-31 | 265.732 | 0.95664
1999-11-01 | 265.079 | 0.95428
1999-11-02 | 264.427 | 0.95194
1999-11-03 | 263.775 | 0.94959
1999-11-04 | 263.124 | 0.94725
1999-11-05 | 262.474 | 0.94491
1999-11-06 | 261.825 | 0.94257
1999-11-07 | 261.176 | 0.94023
1999-11-08 | 260.529 | 0.9379
1999-11-09 | 259.881 | 0.93557
1999-11-10 | 259.235 | 0.93325
1999-11-11 | 258.589 | 0.93092
1999-11-12 | 257.944 | 0.9286
1999-11-13 | 257.3 | 0.92628
1999-11-14 | 256.657 | 0.92397
1999-11-15 | 256.014 | 0.92165
1999-11-16 | 255.372 | 0.91934
1999-11-17 | 254.731 | 0.91703
1999-11-18 | 254.09 | 0.91472
1999-11-19 | 253.451 | 0.91242
1999-11-20 | 252.812 | 0.91012
1999-11-21 | 252.173 | 0.90782
1999-11-22 | 251.536 | 0.90553
1999-11-23 | 250.899 | 0.90324
1999-11-24 | 250.263 | 0.90095
1999-11-25 | 249.627 | 0.89866
1999-11-26 | 248.993 | 0.89637
1999-11-27 | 248.359 | 0.89409
1999-11-28 | 247.726 | 0.89181
1999-11-29 | 247.093 | 0.88953
1999-11-30 | 246.461 | 0.88726
1999-12-01 | 245.831 | 0.88499
1999-12-02 | 245.2 | 0.88272
1999-12-03 | 244.571 | 0.88046
1999-12-04 | 243.942 | 0.87819
1999-12-05 | 243.314 | 0.87593
1999-12-06 | 242.687 | 0.87367
1999-12-07 | 242.06 | 0.87142
1999-12-08 | 241.435 | 0.86917
1999-12-09 | 240.809 | 0.86691
1999-12-10 | 240.185 | 0.86467
1999-12-11 | 239.562 | 0.86242
1999-12-12 | 238.939 | 0.86018
1999-12-13 | 238.317 | 0.85794
1999-12-14 | 237.695 | 0.8557
1999-12-15 | 237.075 | 0.85347
1999-12-16 | 236.455 | 0.85124
1999-12-17 | 235.836 | 0.84901
1999-12-18 | 235.217 | 0.84678
1999-12-19 | 234.6 | 0.84456
1999-12-20 | 233.983 | 0.84234
1999-12-21 | 233.366 | 0.84012
1999-12-22 | 232.751 | 0.8379
1999-12-23 | 232.136 | 0.83569
1999-12-24 | 231.522 | 0.83348
1999-12-25 | 230.909 | 0.83127
1999-12-26 | 230.297 | 0.82907
1999-12-27 | 229.685 | 0.82687
1999-12-28 | 229.074 | 0.82467
1999-12-29 | 228.464 | 0.82247
1999-12-30 | 227.854 | 0.82027
1999-12-31 | 227.245 | 0.81808
2000-01-01 | 226.637 | 0.81589
2000-01-02 | 226.03 | 0.81371
2000-01-03 | 225.424 | 0.81153
2000-01-04 | 224.818 | 0.80934
2000-01-05 | 224.213 | 0.80717
2000-01-06 | 223.608 | 0.80499
2000-01-07 | 223.005 | 0.80282
2000-01-08 | 222.402 | 0.80065
2000-01-09 | 221.8 | 0.79848
2000-01-10 | 221.199 | 0.79632
2000-01-11 | 220.598 | 0.79415
2000-01-12 | 219.998 | 0.79199
2000-01-13 | 219.399 | 0.78984
2000-01-14 | 218.801 | 0.78768
2000-01-15 | 218.203 | 0.78553
2000-01-16 | 217.606 | 0.78338
2000-01-17 | 217.01 | 0.78124
2000-01-18 | 216.415 | 0.77909
2000-01-19 | 215.82 | 0.77695
2000-01-20 | 215.226 | 0.77481
2000-01-21 | 214.633 | 0.77268
2000-01-22 | 214.041 | 0.77055
2000-01-23 | 213.449 | 0.76842
2000-01-24 | 212.858 | 0.76629
2000-01-25 | 212.268 | 0.76416
2000-01-26 | 211.678 | 0.76204
2000-01-27 | 211.09 | 0.75992
2000-01-28 | 210.502 | 0.75781
2000-01-29 | 209.915 | 0.75569
2000-01-30 | 209.328 | 0.75358
2000-01-31 | 208.743 | 0.75147
2000-02-01 | 208.158 | 0.74937
2000-02-02 | 207.573 | 0.74726
2000-02-03 | 206.99 | 0.74516
2000-02-04 | 206.407 | 0.74307
2000-02-05 | 205.825 | 0.74097
2000-02-06 | 205.244 | 0.73888
2000-02-07 | 204.664 | 0.73679
2000-02-08 | 204.084 | 0.7347
2000-02-09 | 203.505 | 0.73262
2000-02-10 | 202.927 | 0.73054
2000-02-11 | 202.349 | 0.72846
2000-02-12 | 201.773 | 0.72638
2000-02-13 | 201.197 | 0.72431
2000-02-14 | 200.622 | 0.72224
2000-02-15 | 200.047 | 0.72017
2000-02-16 | 199.473 | 0.7181
2000-02-17 | 198.9 | 0.71604
2000-02-18 | 198.328 | 0.71398
2000-02-19 | 197.757 | 0.71193
2000-02-20 | 197.186 | 0.70987
2000-02-21 | 196.616 | 0.70782
2000-02-22 | 196.047 | 0.70577
2000-02-23 | 195.479 | 0.70372
2000-02-24 | 194.911 | 0.70168
2000-02-25 | 194.344 | 0.69964
2000-02-26 | 193.778 | 0.6976
2000-02-27 | 193.212 | 0.69556
2000-02-28 | 192.648 | 0.69353
2000-02-29 | 192.084 | 0.6915
2000-03-01 | 191.521 | 0.68948
2000-03-02 | 190.958 | 0.68745
2000-03-03 | 190.397 | 0.68543
2000-03-04 | 189.836 | 0.68341
2000-03-05 | 189.275 | 0.68139
2000-03-06 | 188.716 | 0.67938
2000-03-07 | 188.157 | 0.67737
2000-03-08 | 187.6 | 0.67536
2000-03-09 | 187.042 | 0.67335
2000-03-10 | 186.486 | 0.67135
2000-03-11 | 185.93 | 0.66935
2000-03-12 | 185.376 | 0.66735
2000-03-13 | 184.821 | 0.66536
2000-03-14 | 184.268 | 0.66336
2000-03-15 | 183.715 | 0.66137
2000-03-16 | 183.164 | 0.65939
2000-03-17 | 182.613 | 0.65741
2000-03-18 | 182.062 | 0.65542
2000-03-19 | 181.513 | 0.65345
2000-03-20 | 180.964 | 0.65147
2000-03-21 | 180.416 | 0.6495
2000-03-22 | 179.868 | 0.64752
2000-03-23 | 179.322 | 0.64556
2000-03-24 | 178.776 | 0.64359
2000-03-25 | 178.231 | 0.64163
2000-03-26 | 177.687 | 0.63967
2000-03-27 | 177.143 | 0.63771
2000-03-28 | 176.601 | 0.63576
2000-03-29 | 176.059 | 0.63381
2000-03-30 | 175.517 | 0.63186
2000-03-31 | 174.977 | 0.62992
2000-04-01 | 174.437 | 0.62797
2000-04-02 | 173.898 | 0.62603
2000-04-03 | 173.36 | 0.6241
2000-04-04 | 172.823 | 0.62216
2000-04-05 | 172.286 | 0.62023
2000-04-06 | 171.75 | 0.6183
2000-04-07 | 171.215 | 0.61637
2000-04-08 | 170.68 | 0.61445
2000-04-09 | 170.147 | 0.61253
2000-04-10 | 169.614 | 0.61061
2000-04-11 | 169.082 | 0.6087
2000-04-12 | 168.55 | 0.60678
2000-04-13 | 168.02 | 0.60487
2000-04-14 | 167.49 | 0.60296
2000-04-15 | 166.961 | 0.60106
2000-04-16 | 166.433 | 0.59916
2000-04-17 | 165.905 | 0.59726
2000-04-18 | 165.378 | 0.59536
2000-04-19 | 164.852 | 0.59347
2000-04-20 | 164.327 | 0.59158
2000-04-21 | 163.803 | 0.58969
2000-04-22 | 163.279 | 0.5878
2000-04-23 | 162.756 | 0.58592
2000-04-24 | 162.234 | 0.58404
2000-04-25 | 161.712 | 0.58216
2000-04-26 | 161.192 | 0.58029
2000-04-27 | 160.672 | 0.57842
2000-04-28 | 160.153 | 0.57655
2000-04-29 | 159.634 | 0.57468
2000-04-30 | 159.117 | 0.57282
2000-05-01 | 158.6 | 0.57096
2000-05-02 | 158.084 | 0.5691
2000-05-03 | 157.568 | 0.56724
2000-05-04 | 157.054 | 0.56539
2000-05-05 | 156.54 | 0.56354
2000-05-06 | 156.027 | 0.5617
2000-05-07 | 155.515 | 0.55985
2000-05-08 | 155.004 | 0.55801
2000-05-09 | 154.493 | 0.55617
2000-05-10 | 153.983 | 0.55434
2000-05-11 | 153.474 | 0.55251
2000-05-12 | 152.965 | 0.55067
2000-05-13 | 152.458 | 0.54885
2000-05-14 | 151.951 | 0.54702
2000-05-15 | 151.445 | 0.5452
2000-05-16 | 150.939 | 0.54338
2000-05-17 | 150.435 | 0.54157
2000-05-18 | 149.931 | 0.53975
2000-05-19 | 149.428 | 0.53794
2000-05-20 | 148.926 | 0.53613
2000-05-21 | 148.424 | 0.53433
2000-05-22 | 147.924 | 0.53253
2000-05-23 | 147.424 | 0.53073
2000-05-24 | 146.925 | 0.52893
2000-05-25 | 146.426 | 0.52713
2000-05-26 | 145.929 | 0.52534
2000-05-27 | 145.432 | 0.52356
2000-05-28 | 144.936 | 0.52177
2000-05-29 | 144.44 | 0.51998
2000-05-30 | 143.946 | 0.51821
2000-05-31 | 143.452 | 0.51643
2000-06-01 | 142.959 | 0.51465
2000-06-02 | 142.467 | 0.51288
2000-06-03 | 141.976 | 0.51111
2000-06-04 | 141.485 | 0.50935
2000-06-05 | 140.995 | 0.50758
2000-06-06 | 140.506 | 0.50582
2000-06-07 | 140.018 | 0.50406
2000-06-08 | 139.53 | 0.50231
2000-06-09 | 139.043 | 0.50055
2000-06-10 | 138.557 | 0.49881
2000-06-11 | 138.072 | 0.49706
2000-06-12 | 137.588 | 0.49532
2000-06-13 | 137.104 | 0.49357
2000-06-14 | 136.621 | 0.49184
2000-06-15 | 136.139 | 0.4901
2000-06-16 | 135.658 | 0.48837
2000-06-17 | 135.177 | 0.48664
2000-06-18 | 134.697 | 0.48491
2000-06-19 | 134.218 | 0.48318
2000-06-20 | 133.74 | 0.48146
2000-06-21 | 133.262 | 0.47974
2000-06-22 | 132.786 | 0.47803
2000-06-23 | 132.31 | 0.47632
2000-06-24 | 131.835 | 0.47461
2000-06-25 | 131.36 | 0.4729
2000-06-26 | 130.887 | 0.47119
2000-06-27 | 130.414 | 0.46949
2000-06-28 | 129.942 | 0.46779
2000-06-29 | 129.471 | 0.4661
2000-06-30 | 129 | 0.4644
2000-07-01 | 128.531 | 0.46271
2000-07-02 | 128.062 | 0.46102
2000-07-03 | 127.594 | 0.45934
2000-07-04 | 127.126 | 0.45765
2000-07-05 | 126.66 | 0.45598
2000-07-06 | 126.194 | 0.4543
2000-07-07 | 125.729 | 0.45262
2000-07-08 | 125.265 | 0.45095
2000-07-09 | 124.801 | 0.44928
2000-07-10 | 124.339 | 0.44762
2000-07-11 | 123.877 | 0.44596
2000-07-12 | 123.416 | 0.4443
2000-07-13 | 122.956 | 0.44264
2000-07-14 | 122.496 | 0.44099
2000-07-15 | 122.037 | 0.43933
2000-07-16 | 121.579 | 0.43768
2000-07-17 | 121.122 | 0.43604
2000-07-18 | 120.666 | 0.4344
2000-07-19 | 120.21 | 0.43276
2000-07-20 | 119.755 | 0.43112
2000-07-21 | 119.301 | 0.42948
2000-07-22 | 118.848 | 0.42785
2000-07-23 | 118.396 | 0.42623
2000-07-24 | 117.944 | 0.4246
2000-07-25 | 117.493 | 0.42297
2000-07-26 | 117.043 | 0.42135
2000-07-27 | 116.594 | 0.41974
2000-07-28 | 116.145 | 0.41812
2000-07-29 | 115.698 | 0.41651
2000-07-30 | 115.251 | 0.4149
2000-07-31 | 114.805 | 0.4133
2000-08-01 | 114.359 | 0.41169
2000-08-02 | 113.915 | 0.41009
2000-08-03 | 113.471 | 0.4085
2000-08-04 | 113.028 | 0.4069
2000-08-05 | 112.586 | 0.40531
2000-08-06 | 112.144 | 0.40372
2000-08-07 | 111.704 | 0.40213
2000-08-08 | 111.264 | 0.40055
2000-08-09 | 110.825 | 0.39897
2000-08-10 | 110.387 | 0.39739
2000-08-11 | 109.949 | 0.39582
2000-08-12 | 109.512 | 0.39424
2000-08-13 | 109.077 | 0.39268
2000-08-14 | 108.642 | 0.39111
2000-08-15 | 108.207 | 0.38955
2000-08-16 | 107.774 | 0.38799
2000-08-17 | 107.341 | 0.38643
2000-08-18 | 106.909 | 0.38487
2000-08-19 | 106.478 | 0.38332
2000-08-20 | 106.048 | 0.38177
2000-08-21 | 105.618 | 0.38022
2000-08-22 | 105.189 | 0.37868
2000-08-23 | 104.762 | 0.37714
2000-08-24 | 104.334 | 0.3756
2000-08-25 | 103.908 | 0.37407
2000-08-26 | 103.483 | 0.37254
2000-08-27 | 103.058 | 0.37101
2000-08-28 | 102.634 | 0.36948
2000-08-29 | 102.211 | 0.36796
2000-08-30 | 101.788 | 0.36644
2000-08-31 | 101.367 | 0.36492
2000-09-01 | 100.946 | 0.36341
2000-09-02 | 100.526 | 0.36189
2000-09-03 | 100.107 | 0.36039
2000-09-04 | 99.688 | 0.35888
2000-09-05 | 99.271 | 0.35738
2000-09-06 | 98.854 | 0.35587
2000-09-07 | 98.438 | 0.35438
2000-09-08 | 98.023 | 0.35288
2000-09-09 | 97.609 | 0.35139
2000-09-10 | 97.195 | 0.3499
2000-09-11 | 96.782 | 0.34842
2000-09-12 | 96.37 | 0.34693
2000-09-13 | 95.959 | 0.34545
2000-09-14 | 95.549 | 0.34398
2000-09-15 | 95.139 | 0.3425
2000-09-16 | 94.73 | 0.34103
2000-09-17 | 94.322 | 0.33956
2000-09-18 | 93.915 | 0.33809
2000-09-19 | 93.509 | 0.33663
2000-09-20 | 93.103 | 0.33517
2000-09-21 | 92.698 | 0.33371
2000-09-22 | 92.294 | 0.33226
2000-09-23 | 91.891 | 0.33081
2000-09-24 | 91.489 | 0.32936
2000-09-25 | 91.087 | 0.32791
2000-09-26 | 90.687 | 0.32647
2000-09-27 | 90.287 | 0.32503
2000-09-28 | 89.888 | 0.3236
2000-09-29 | 89.489 | 0.32216
2000-09-30 | 89.092 | 0.32073
2000-10-01 | 88.695 | 0.3193
2000-10-02 | 88.478 | 0.31852
2000-10-03 | 87.396 | 0.31463
2000-10-04 | 88.696 | 0.31931
2000-10-05 | 90.443 | 0.32559
2000-10-06 | 92.427 | 0.33274
2000-10-07 | 96.234 | 0.34644
2000-10-08 | 102.644 | 0.36952
2000-10-09 | 106.621 | 0.38384
2000-10-10 | 109.479 | 0.39412
2000-10-11 | 111.256 | 0.40052
2000-10-12 | 96.995 | 0.34918
2000-10-13 | 149.093 | 0.53673
2000-10-14 | 127.959 | 0.46065
2000-10-15 | 124.506 | 0.44822
2000-10-16 | 127.577 | 0.45928
2000-10-17 | 135.904 | 0.48925
2000-10-18 | 139.079 | 0.50068
2000-10-19 | 141.221 | 0.5084
2000-10-20 | 143.922 | 0.51812
2000-10-21 | 149.388 | 0.5378
2000-10-22 | 153.275 | 0.55179
2000-10-23 | 163.769 | 0.58957
2000-10-24 | 177.23 | 0.63803
2000-10-25 | 190.257 | 0.68493
2000-10-26 | 207.213 | 0.74597
2000-10-27 | 224.131 | 0.80687
2000-10-28 | 232.806 | 0.8381
2000-10-29 | 236.188 | 0.85028
2000-10-30 | 238.57 | 0.85885
2000-10-31 | 236.879 | 0.85276
2000-11-01 | 224.782 | 0.80922
2000-11-02 | 223.445 | 0.8044
2000-11-03 | 228.105 | 0.82118
2000-11-04 | 233.142 | 0.83931
2000-11-05 | 236.188 | 0.85028
2000-11-06 | 238.57 | 0.85885
2000-11-07 | 240.283 | 0.86502
2000-11-08 | 248.561 | 0.89482
2000-11-09 | 255.636 | 0.92029
2000-11-10 | 291.574 | 1.0497
2000-11-11 | 307.006 | 1.1052
2000-11-12 | 326.021 | 1.1737
2000-11-13 | 339.904 | 1.2237
2000-11-14 | 352.021 | 1.2673
2000-11-15 | 359.795 | 1.2953
2000-11-16 | 369.734 | 1.331
2000-11-17 | 381.9 | 1.3748
2000-11-18 | 389.967 | 1.4039
2000-11-19 | 398.973 | 1.4363
2000-11-20 | 404.163 | 1.455
2000-11-21 | 413.32 | 1.488
2000-11-22 | 420.355 | 1.5133
2000-11-23 | 425.227 | 1.5308
2000-11-24 | 435.047 | 1.5662
2000-11-25 | 452.809 | 1.6301
2000-11-26 | 506.236 | 1.8224
2000-11-27 | 525.027 | 1.8901
2000-11-28 | 535.824 | 1.929
2000-11-29 | 541.26 | 1.9485
2000-11-30 | 542.284 | 1.9522
2000-12-01 | 510.974 | 1.8395
2000-12-02 | 507.085 | 1.8255
2000-12-03 | 518.703 | 1.8673
2000-12-04 | 540.793 | 1.9469
2000-12-05 | 563.276 | 2.0278
2000-12-06 | 576.964 | 2.0771
2000-12-07 | 590.822 | 2.127
2000-12-08 | 611.082 | 2.1999
2000-12-09 | 617.38 | 2.2226
2000-12-10 | 639.674 | 2.3028
2000-12-11 | 665.571 | 2.3961
2000-12-12 | 690.263 | 2.4849
2000-12-13 | 705.271 | 2.539
2000-12-14 | 721.016 | 2.5957
2000-12-15 | 748.35 | 2.6941
2000-12-16 | 766.244 | 2.7585
2000-12-17 | 799.769 | 2.8792
2000-12-18 | 870.364 | 3.1333
2000-12-19 | 896.282 | 3.2266
2000-12-20 | 922.642 | 3.3215
2000-12-21 | 939.761 | 3.3831
2000-12-22 | 955.108 | 3.4384
2000-12-23 | 968.624 | 3.487
2000-12-24 | 972.503 | 3.501
2000-12-25 | 986.14 | 3.5501
2000-12-26 | 1001.825 | 3.6066
2000-12-27 | 1018.286 | 3.6658
2000-12-28 | 1038.198 | 3.7375
2000-12-29 | 1054.923 | 3.7977
2000-12-30 | 1071.095 | 3.8559
2000-12-31 | 1056.777 | 3.8044
2001-01-01 | 892.444 | 3.2128
2001-01-02 | 869.64 | 3.1307
2001-01-03 | 874.566 | 3.1484
2001-01-04 | 881.365 | 3.1729
2001-01-05 | 899.398 | 3.2378
2001-01-06 | 920.751 | 3.3147
2001-01-07 | 946.786 | 3.4084
2001-01-08 | 957.033 | 3.4453
2001-01-09 | 973.152 | 3.5033
2001-01-10 | 977.036 | 3.5173
2001-01-11 | 984.832 | 3.5454
2001-01-12 | 986.784 | 3.5524
2001-01-13 | 992.658 | 3.5736
2001-01-14 | 1005.103 | 3.6184
2001-01-15 | 1007.729 | 3.6278
2001-01-16 | 1013.659 | 3.6492
2001-01-17 | 1027.552 | 3.6992
2001-01-18 | 1038.858 | 3.7399
2001-01-19 | 1049.553 | 3.7784
2001-01-20 | 1054.925 | 3.7977
2001-01-21 | 1033.536 | 3.7207
2001-01-22 | 1038.858 | 3.7399
2001-01-23 | 1049.553 | 3.7784
2001-01-24 | 1061.648 | 3.8219
2001-01-25 | 1079.221 | 3.8852
2001-01-26 | 1086.022 | 3.9097
2001-01-27 | 1110.645 | 3.9983
2001-01-28 | 1114.762 | 4.0131
2001-01-29 | 1115.451 | 4.0156
2001-01-30 | 1121.662 | 4.038
2001-01-31 | 1136.208 | 4.0903
2001-02-01 | 1148.042 | 4.133
2001-02-02 | 1159.234 | 4.1732
2001-02-03 | 1170.474 | 4.2137
2001-02-04 | 1181.765 | 4.2544
2001-02-05 | 1193.104 | 4.2952
2001-02-06 | 1204.493 | 4.3362
2001-02-07 | 1215.931 | 4.3774
2001-02-08 | 1227.418 | 4.4187
2001-02-09 | 1237.508 | 4.455
2001-02-10 | 1240.398 | 4.4654
2001-02-11 | 1250.54 | 4.5019
2001-02-12 | 1262.906 | 4.5465
2001-02-13 | 1280.459 | 4.6097
2001-02-14 | 1301.809 | 4.6865
2001-02-15 | 1318.868 | 4.7479
2001-02-16 | 1354.023 | 4.8745
2001-02-17 | 1373.632 | 4.9451
2001-02-18 | 1381.973 | 4.9751
2001-02-19 | 1393.387 | 5.0162
2001-02-20 | 1405.608 | 5.0602
2001-02-21 | 1418.648 | 5.1071
2001-02-22 | 1435.602 | 5.1682
2001-02-23 | 1447.987 | 5.2128
2001-02-24 | 1455.754 | 5.2407
2001-02-25 | 1465.879 | 5.2772
2001-02-26 | 1469.001 | 5.2884
2001-02-27 | 1478.385 | 5.3222
2001-02-28 | 1479.95 | 5.3278
2001-03-01 | 1479.95 | 5.3278
2001-03-02 | 1481.519 | 5.3335
2001-03-03 | 1491.726 | 5.3702
2001-03-04 | 1500.389 | 5.4014
2001-03-05 | 1517.783 | 5.464
2001-03-06 | 1535.262 | 5.5269
2001-03-07 | 1543.236 | 5.5556
2001-03-08 | 1550.432 | 5.5816
2001-03-09 | 1561.655 | 5.622
2001-03-10 | 1569.694 | 5.6509
2001-03-11 | 1581.788 | 5.6944
2001-03-12 | 1593.112 | 5.7352
2001-03-13 | 1594.731 | 5.741
2001-03-14 | 1595.542 | 5.744
2001-03-15 | 1601.223 | 5.7644
2001-03-16 | 1606.912 | 5.7849
2001-03-17 | 1609.354 | 5.7937
2001-03-18 | 1619.953 | 5.8318
2001-03-19 | 1628.127 | 5.8613
2001-03-20 | 1639.602 | 5.9026
2001-03-21 | 1646.174 | 5.9262
2001-03-22 | 1647.819 | 5.9321
2001-03-23 | 1653.584 | 5.9529
2001-03-24 | 1659.357 | 5.9737
2001-03-25 | 1660.182 | 5.9767
2001-03-26 | 1660.182 | 5.9767
2001-03-27 | 1658.533 | 5.9707
2001-03-28 | 1648.643 | 5.9351
2001-03-29 | 1645.352 | 5.9233
2001-03-30 | 1635.499 | 5.8878
2001-03-31 | 1632.22 | 5.876
2001-04-01 | 1622.403 | 5.8407
2001-04-02 | 1620.768 | 5.8348
2001-04-03 | 1619.952 | 5.8318
2001-04-04 | 1614.241 | 5.8113
2001-04-05 | 1608.54 | 5.7907
2001-04-06 | 1606.912 | 5.7849
2001-04-07 | 1601.223 | 5.7644
2001-04-08 | 1595.542 | 5.744
2001-04-09 | 1594.731 | 5.741
2001-04-10 | 1594.731 | 5.741
2001-04-11 | 1594.731 | 5.741
2001-04-12 | 1593.112 | 5.7352
2001-04-13 | 1583.402 | 5.7002
2001-04-14 | 1580.978 | 5.6915
2001-04-15 | 1575.331 | 5.6712
2001-04-16 | 1569.692 | 5.6509
2001-04-17 | 1568.887 | 5.648
2001-04-18 | 1568.887 | 5.648
2001-04-19 | 1567.279 | 5.6422
2001-04-20 | 1557.642 | 5.6075
2001-04-21 | 1556.037 | 5.6017
2001-04-22 | 1554.435 | 5.596
2001-04-23 | 1544.834 | 5.5614
2001-04-24 | 1543.235 | 5.5556
2001-04-25 | 1541.64 | 5.5499
2001-04-26 | 1531.279 | 5.5126
2001-04-27 | 1524.124 | 5.4868
2001-04-28 | 1517.777 | 5.464
2001-04-29 | 1511.443 | 5.4412
2001-04-30 | 1504.332 | 5.4156
2001-05-01 | 1494.085 | 5.3787
2001-05-02 | 1490.939 | 5.3674
2001-05-03 | 1479.953 | 5.3278
2001-05-04 | 1468.221 | 5.2856
2001-05-05 | 1461.201 | 5.2603
2001-05-06 | 1454.975 | 5.2379
2001-05-07 | 1447.213 | 5.21
2001-05-08 | 1431.739 | 5.1543
2001-05-09 | 1424.028 | 5.1265
2001-05-10 | 1417.875 | 5.1044
2001-05-11 | 1411.734 | 5.0822
2001-05-12 | 1405.606 | 5.0602
2001-05-13 | 1398.726 | 5.0354
2001-05-14 | 1388.054 | 4.997
2001-05-15 | 1381.971 | 4.9751
2001-05-16 | 1380.453 | 4.9696
2001-05-17 | 1375.145 | 4.9505
2001-05-18 | 1369.089 | 4.9287
2001-05-19 | 1362.292 | 4.9043
2001-05-20 | 1351.747 | 4.8663
2001-05-21 | 1344.988 | 4.842
2001-05-22 | 1338.993 | 4.8204
2001-05-23 | 1333.01 | 4.7988
2001-05-24 | 1327.04 | 4.7773
2001-05-25 | 1321.825 | 4.7586
2001-05-26 | 1320.337 | 4.7532
2001-05-27 | 1315.136 | 4.7345
2001-05-28 | 1309.943 | 4.7158
2001-05-29 | 1307.721 | 4.7078
2001-05-30 | 1298.848 | 4.6759
2001-05-31 | 1295.896 | 4.6652
2001-06-01 | 1287.06 | 4.6334
2001-06-02 | 1284.854 | 4.6255
2001-06-03 | 1279.717 | 4.607
2001-06-04 | 1273.856 | 4.5859
2001-06-05 | 1268.008 | 4.5648
2001-06-06 | 1262.901 | 4.5464
2001-06-07 | 1260.716 | 4.5386
2001-06-08 | 1251.99 | 4.5072
2001-06-09 | 1249.812 | 4.4993
2001-06-10 | 1244.739 | 4.4811
2001-06-11 | 1239.674 | 4.4628
2001-06-12 | 1238.229 | 4.4576
2001-06-13 | 1233.178 | 4.4394
2001-06-14 | 1227.416 | 4.4187
2001-06-15 | 1221.666 | 4.398
2001-06-16 | 1216.645 | 4.3799
2001-06-17 | 1214.496 | 4.3722
2001-06-18 | 1205.918 | 4.3413
2001-06-19 | 1203.777 | 4.3336
2001-06-20 | 1198.79 | 4.3156
2001-06-21 | 1193.811 | 4.2977
2001-06-22 | 1191.682 | 4.2901
2001-06-23 | 1183.177 | 4.2594
2001-06-24 | 1181.055 | 4.2518
2001-06-25 | 1176.111 | 4.234
2001-06-26 | 1170.472 | 4.2137
2001-06-27 | 1164.845 | 4.1934
2001-06-28 | 1158.531 | 4.1707
2001-06-29 | 1148.042 | 4.133
2001-06-30 | 1136.9 | 4.0928
2001-07-01 | 1127.19 | 4.0579
2001-07-02 | 1124.423 | 4.0479
2001-07-03 | 1116.141 | 4.0181
2001-07-04 | 1113.387 | 4.0082
2001-07-05 | 1105.142 | 3.9785
2001-07-06 | 1102.4 | 3.9686
2001-07-07 | 1094.192 | 3.9391
2001-07-08 | 1091.463 | 3.9293
2001-07-09 | 1082.613 | 3.8974
2001-07-10 | 1076.505 | 3.8754
2001-07-11 | 1070.414 | 3.8535
2001-07-12 | 1060.969 | 3.8195
2001-07-13 | 1054.246 | 3.7953
2001-07-14 | 1044.199 | 3.7591
2001-07-15 | 1034.194 | 3.7231
2001-07-16 | 1027.549 | 3.6992
2001-07-17 | 1017.619 | 3.6634
2001-07-18 | 1008.388 | 3.6302
2001-07-19 | 1005.758 | 3.6207
2001-07-20 | 997.233 | 3.59
2001-07-21 | 990.698 | 3.5665
2001-07-22 | 981.581 | 3.5337
2001-07-23 | 975.739 | 3.5127
2001-07-24 | 969.915 | 3.4917
2001-07-25 | 960.886 | 3.4592
2001-07-26 | 954.461 | 3.4361
2001-07-27 | 945.497 | 3.4038
2001-07-28 | 938.484 | 3.3785
2001-07-29 | 925.158 | 3.3306
2001-07-30 | 915.689 | 3.2965
2001-07-31 | 935.621 | 3.3682
2001-08-01 | 1065.329 | 3.8352
2001-08-02 | 1085.334 | 3.9072
2001-08-03 | 1071.095 | 3.8559
2001-08-04 | 1056.934 | 3.805
2001-08-05 | 1052.905 | 3.7905
2001-08-06 | 1038.198 | 3.7375
2001-08-07 | 1018.286 | 3.6658
2001-08-08 | 1003.789 | 3.6136
2001-08-09 | 999.854 | 3.5995
2001-08-10 | 986.139 | 3.5501
2001-08-11 | 972.503 | 3.501
2001-08-12 | 968.624 | 3.487
2001-08-13 | 955.107 | 3.4384
2001-08-14 | 939.761 | 3.3831
2001-08-15 | 926.422 | 3.3351
2001-08-16 | 922.628 | 3.3215
2001-08-17 | 909.409 | 3.2739
2001-08-18 | 896.268 | 3.2266
2001-08-19 | 892.531 | 3.2131
2001-08-20 | 879.511 | 3.1662
2001-08-21 | 864.733 | 3.113
2001-08-22 | 851.891 | 3.0668
2001-08-23 | 848.239 | 3.0537
2001-08-24 | 835.519 | 3.0079
2001-08-25 | 821.084 | 2.9559
2001-08-26 | 808.543 | 2.9108
2001-08-27 | 806.757 | 2.9043
2001-08-28 | 804.978 | 2.8979
2001-08-29 | 792.559 | 2.8532
2001-08-30 | 778.468 | 2.8025
2001-08-31 | 766.229 | 2.7584
2001-09-01 |  | 0
2001-09-02 |  | 0
2001-09-03 |  | 0
2001-09-04 |  | 0
2001-09-05 |  | 0
2001-09-06 |  | 0
2001-09-07 |  | 0
2001-09-08 |  | 0
2001-09-09 |  | 0
2001-09-10 |  | 0
2001-09-11 |  | 0
2001-09-12 |  | 0
2001-09-13 |  | 0
2001-09-14 |  | 0
2001-09-15 |  | 0
2001-09-16 |  | 0
2001-09-17 |  | 0
2001-09-18 |  | 0
2001-09-19 |  | 0
2001-09-20 |  | 0
2001-09-21 |  | 0
2001-09-22 |  | 0
2001-09-23 |  | 0
2001-09-24 |  | 0
2001-09-25 |  | 0
2001-09-26 |  | 0
2001-09-27 |  | 0
2001-09-28 |  | 0
2001-09-29 |  | 0
2001-09-30 |  | 0
2001-10-01 |  | 0
2001-10-02 |  | 0
2001-10-03 |  | 0
2001-10-04 |  | 0
2001-10-05 |  | 0
2001-10-06 |  | 0
2001-10-07 |  | 0
2001-10-08 |  | 0
2001-10-09 |  | 0
2001-10-10 |  | 0
2001-10-11 |  | 0
2001-10-12 |  | 0
2001-10-13 |  | 0
2001-10-14 |  | 0
2001-10-15 |  | 0
2001-10-16 |  | 0
2001-10-17 |  | 0
2001-10-18 |  | 0
2001-10-19 |  | 0
2001-10-20 |  | 0
2001-10-21 |  | 0
2001-10-22 |  | 0
2001-10-23 |  | 0
2001-10-24 |  | 0
2001-10-25 |  | 0
2001-10-26 |  | 0
2001-10-27 |  | 0
2001-10-28 |  | 0
2001-10-29 |  | 0
2001-10-30 |  | 0
2001-10-31 |  | 0
2001-11-01 |  | 0
2001-11-02 |  | 0
2001-11-03 |  | 0
2001-11-04 |  | 0
2001-11-05 |  | 0
2001-11-06 |  | 0
2001-11-07 |  | 0
2001-11-08 |  | 0
2001-11-09 |  | 0
2001-11-10 |  | 0
2001-11-11 |  | 0
2001-11-12 |  | 0
2001-11-13 |  | 0
2001-11-14 |  | 0
2001-11-15 |  | 0
2001-11-16 |  | 0
2001-11-17 |  | 0
2001-11-18 |  | 0
2001-11-19 |  | 0
2001-11-20 |  | 0
2001-11-21 |  | 0
2001-11-22 |  | 0
2001-11-23 |  | 0
2001-11-24 |  | 0
2001-11-25 |  | 0
2001-11-26 |  | 0
2001-11-27 |  | 0
2001-11-28 |  | 0
2001-11-29 |  | 0
2001-11-30 |  | 0
2001-12-01 | 505.64 | 1.8203
2001-12-02 | 505.64 | 1.8203
2001-12-03 | 505.64 | 1.8203
2001-12-04 | 505.64 | 1.8203
2001-12-05 | 505.64 | 1.8203
2001-12-06 | 505.64 | 1.8203
2001-12-07 | 505.64 | 1.8203
2001-12-08 | 507.085 | 1.8255
2001-12-09 | 515.776 | 1.8568
2001-12-10 | 518.688 | 1.8673
2001-12-11 | 527.469 | 1.8989
2001-12-12 | 529.918 | 1.9077
2001-12-13 | 535.822 | 1.929
2001-12-14 | 538.788 | 1.9396
2001-12-15 | 550.714 | 1.9826
2001-12-16 | 552.709 | 1.9898
2001-12-17 | 554.213 | 1.9952
2001-12-18 | 563.262 | 2.0277
2001-12-19 | 566.293 | 2.0387
2001-12-20 | 575.43 | 2.0715
2001-12-21 | 576.957 | 2.077
2001-12-22 | 578.491 | 2.0826
2001-12-23 | 587.717 | 2.1158
2001-12-24 | 589.258 | 2.1213
2001-12-25 | 590.807 | 2.1269
2001-12-26 | 600.122 | 2.1604
2001-12-27 | 601.678 | 2.166
2001-12-28 | 603.242 | 2.1717
2001-12-29 | 612.645 | 2.2055
2001-12-30 | 614.216 | 2.2112
2001-12-31 | 615.07 | 2.2143
2002-01-01 | 621.059 | 2.2358
2002-01-02 | 627.933 | 2.2606
2002-01-03 | 634.843 | 2.2854
2002-01-04 | 641.787 | 2.3104
2002-01-05 | 648.765 | 2.3356
2002-01-06 | 655.778 | 2.3608
2002-01-07 | 662.824 | 2.3862
2002-01-08 | 669.906 | 2.4117
2002-01-09 | 677.021 | 2.4373
2002-01-10 | 684.171 | 2.463
2002-01-11 | 691.355 | 2.4889
2002-01-12 | 698.573 | 2.5149
2002-01-13 | 705.825 | 2.541
2002-01-14 | 713.111 | 2.5672
2002-01-15 | 720.432 | 2.5936
2002-01-16 | 727.786 | 2.62
2002-01-17 | 735.175 | 2.6466
2002-01-18 | 742.597 | 2.6733
2002-01-19 | 750.054 | 2.7002
2002-01-20 | 757.544 | 2.7272
2002-01-21 | 765.068 | 2.7542
2002-01-22 | 772.627 | 2.7815
2002-01-23 | 780.218 | 2.8088
2002-01-24 | 787.844 | 2.8362
2002-01-25 | 795.504 | 2.8638
2002-01-26 | 803.197 | 2.8915
2002-01-27 | 810.924 | 2.9193
2002-01-28 | 818.685 | 2.9473
2002-01-29 | 826.479 | 2.9753
2002-01-30 | 834.307 | 3.0035
2002-01-31 | 842.169 | 3.0318
2002-02-01 | 849.074 | 3.0567
2002-02-02 | 851.891 | 3.0668
2002-02-03 | 862.889 | 3.1064
2002-02-04 | 866.569 | 3.1196
2002-02-05 | 877.653 | 3.1596
2002-02-06 | 881.362 | 3.1729
2002-02-07 | 892.531 | 3.2131
2002-02-08 | 894.396 | 3.2198
2002-02-09 | 896.268 | 3.2266
2002-02-10 | 907.522 | 3.2671
2002-02-11 | 911.288 | 3.2806
2002-02-12 | 922.628 | 3.3215
2002-02-13 | 926.422 | 3.3351
2002-02-14 | 937.846 | 3.3762
2002-02-15 | 941.669 | 3.39
2002-02-16 | 953.179 | 3.4314
2002-02-17 | 957.029 | 3.4453
2002-02-18 | 968.624 | 3.487
2002-02-19 | 972.503 | 3.501
2002-02-20 | 984.182 | 3.5431
2002-02-21 | 986.133 | 3.5501
2002-02-22 | 986.133 | 3.5501
2002-02-23 | 988.09 | 3.5571
2002-02-24 | 999.854 | 3.5995
2002-02-25 | 1003.789 | 3.6136
2002-02-26 | 1018.286 | 3.6658
2002-02-27 | 1036.194 | 3.7303
2002-02-28 | 1038.855 | 3.7399
2002-03-01 | 1038.855 | 3.7399
2002-03-02 | 1040.859 | 3.7471
2002-03-03 | 1052.905 | 3.7905
2002-03-04 | 1056.934 | 3.805
2002-03-05 | 1069.063 | 3.8486
2002-03-06 | 1071.088 | 3.8559
2002-03-07 | 1071.088 | 3.8559
2002-03-08 | 1038.254 | 3.7377
2002-03-09 | 848.952 | 3.0562
2002-03-10 | 829.487 | 2.9862
2002-03-11 | 836.724 | 3.0122
2002-03-12 | 850.069 | 3.0602
2002-03-13 | 864.733 | 3.113
2002-03-14 | 878.271 | 3.1618
2002-03-15 | 885.077 | 3.1863
2002-03-16 | 893.775 | 3.2176
2002-03-17 | 900.638 | 3.2423
2002-03-18 | 913.805 | 3.2897
2002-03-19 | 924.524 | 3.3283
2002-03-20 | 934.667 | 3.3648
2002-03-21 | 944.86 | 3.4015
2002-03-22 | 955.104 | 3.4384
2002-03-23 | 965.397 | 3.4754
2002-03-24 | 975.092 | 3.5103
2002-03-25 | 982.232 | 3.536
2002-03-26 | 995.928 | 3.5853
2002-03-27 | 1007.075 | 3.6255
2002-03-28 | 1017.619 | 3.6634
2002-03-29 | 1028.214 | 3.7016
2002-03-30 | 1038.858 | 3.7399
2002-03-31 | 1048.211 | 3.7736
2002-04-01 | 1049.55 | 3.7784
2002-04-02 | 1048.211 | 3.7736
2002-04-03 | 1038.858 | 3.7399
2002-04-04 | 1028.214 | 3.7016
2002-04-05 | 1018.939 | 3.6682
2002-04-06 | 1016.296 | 3.6587
2002-04-07 | 1007.074 | 3.6255
2002-04-08 | 997.887 | 3.5924
2002-04-09 | 994.617 | 3.5806
2002-04-10 | 982.232 | 3.536
2002-04-11 | 976.387 | 3.515
2002-04-12 | 973.152 | 3.5033
2002-04-13 | 956.392 | 3.443
2002-04-14 | 944.86 | 3.4015
2002-04-15 | 934.667 | 3.3648
2002-04-16 | 924.524 | 3.3283
2002-04-17 | 913.805 | 3.2897
2002-04-18 | 900.638 | 3.2423
2002-04-19 | 893.775 | 3.2176
2002-04-20 | 885.696 | 3.1885
2002-04-21 | 883.217 | 3.1796
2002-04-22 | 874.568 | 3.1484
2002-04-23 | 865.954 | 3.1174
2002-04-24 | 863.5 | 3.1086
2002-04-25 | 854.94 | 3.0778
2002-04-26 | 845.202 | 3.0427
2002-04-27 | 835.515 | 3.0079
2002-04-28 | 825.879 | 2.9732
2002-04-29 | 817.488 | 2.943
2002-04-30 | 849.072 | 3.0567
2002-05-01 | 1052.384 | 3.7886
2002-05-02 | 1087.373 | 3.9145
2002-05-03 | 1085.334 | 3.9072
2002-05-04 | 1073.12 | 3.8632
2002-05-05 | 1069.063 | 3.8486
2002-05-06 | 1056.934 | 3.805
2002-05-07 | 1052.905 | 3.7905
2002-05-08 | 1040.859 | 3.7471
2002-05-09 | 1036.194 | 3.7303
2002-05-10 | 1020.265 | 3.673
2002-05-11 | 1017.616 | 3.6634
2002-05-12 | 1015.638 | 3.6563
2002-05-13 | 1001.825 | 3.6066
2002-05-14 | 988.09 | 3.5571
2002-05-15 | 986.133 | 3.5501
2002-05-16 | 986.133 | 3.5501
2002-05-17 | 986.133 | 3.5501
2002-05-18 | 986.133 | 3.5501
2002-05-19 | 986.133 | 3.5501
2002-05-20 | 982.239 | 3.5361
2002-05-21 | 958.965 | 3.4523
2002-05-22 | 955.1 | 3.4384
2002-05-23 | 953.179 | 3.4314
2002-05-24 | 941.669 | 3.39
2002-05-25 | 939.754 | 3.3831
2002-05-26 | 939.754 | 3.3831
2002-05-27 | 937.846 | 3.3762
2002-05-28 | 926.422 | 3.3351
2002-05-29 | 924.521 | 3.3283
2002-05-30 | 924.521 | 3.3283
2002-05-31 | 922.628 | 3.3215
2002-06-01 | 911.288 | 3.2806
2002-06-02 | 909.402 | 3.2738
2002-06-03 | 909.402 | 3.2738
2002-06-04 | 909.402 | 3.2738
2002-06-05 | 909.402 | 3.2738
2002-06-06 | 909.402 | 3.2738
2002-06-07 | 909.402 | 3.2738
2002-06-08 | 905.65 | 3.2603
2002-06-09 | 883.227 | 3.1796
2002-06-10 | 879.504 | 3.1662
2002-06-11 | 879.504 | 3.1662
2002-06-12 | 877.653 | 3.1596
2002-06-13 | 866.569 | 3.1196
2002-06-14 | 862.889 | 3.1064
2002-06-15 | 851.891 | 3.0668
2002-06-16 | 850.062 | 3.0602
2002-06-17 | 848.239 | 3.0537
2002-06-18 | 837.327 | 3.0144
2002-06-19 | 835.512 | 3.0078
2002-06-20 | 833.103 | 2.9992
2002-06-21 | 818.687 | 2.9473
2002-06-22 | 816.291 | 2.9386
2002-06-23 | 815.098 | 2.9344
2002-06-24 | 807.947 | 2.9086
2002-06-25 | 806.757 | 2.9043
2002-06-26 | 804.978 | 2.8979
2002-06-27 | 794.324 | 2.8596
2002-06-28 | 790.787 | 2.8468
2002-06-29 | 780.219 | 2.8088
2002-06-30 | 778.461 | 2.8025
2002-07-01 | 778.461 | 2.8025
2002-07-02 | 778.461 | 2.8025
2002-07-03 | 776.711 | 2.7962
2002-07-04 | 766.229 | 2.7584
2002-07-05 | 764.486 | 2.7521
2002-07-06 | 764.486 | 2.7521
2002-07-07 | 764.486 | 2.7521
2002-07-08 | 762.75 | 2.7459
2002-07-09 | 752.355 | 2.7085
2002-07-10 | 750.627 | 2.7023
2002-07-11 | 748.905 | 2.6961
2002-07-12 | 738.597 | 2.6589
2002-07-13 | 736.883 | 2.6528
2002-07-14 | 736.883 | 2.6528
2002-07-15 | 734.608 | 2.6446
2002-07-16 | 720.999 | 2.5956
2002-07-17 | 718.737 | 2.5875
2002-07-18 | 718.737 | 2.5875
2002-07-19 | 717.05 | 2.5814
2002-07-20 | 706.944 | 2.545
2002-07-21 | 705.264 | 2.539
2002-07-22 | 703.591 | 2.5329
2002-07-23 | 693.573 | 2.4969
2002-07-24 | 691.907 | 2.4909
2002-07-25 | 690.248 | 2.4849
2002-07-26 | 680.317 | 2.4491
2002-07-27 | 678.666 | 2.4432
2002-07-28 | 678.666 | 2.4432
2002-07-29 | 678.666 | 2.4432
2002-07-30 | 677.022 | 2.4373
2002-07-31 | 667.179 | 2.4018
2002-08-01 | 665.542 | 2.396
2002-08-02 | 665.542 | 2.396
2002-08-03 | 665.542 | 2.396
2002-08-04 | 665.542 | 2.396
2002-08-05 | 665.542 | 2.396
2002-08-06 | 665.542 | 2.396
2002-08-07 | 665.542 | 2.396
2002-08-08 | 662.29 | 2.3842
2002-08-09 | 642.867 | 2.3143
2002-08-10 | 639.644 | 2.3027
2002-08-11 | 639.644 | 2.3027
2002-08-12 | 639.644 | 2.3027
2002-08-13 | 638.044 | 2.297
2002-08-14 | 628.464 | 2.2625
2002-08-15 | 626.871 | 2.2567
2002-08-16 | 626.871 | 2.2567
2002-08-17 | 626.871 | 2.2567
2002-08-18 | 626.871 | 2.2567
2002-08-19 | 626.871 | 2.2567
2002-08-20 | 625.286 | 2.251
2002-08-21 | 615.794 | 2.2169
2002-08-22 | 614.216 | 2.2112
2002-08-23 | 614.216 | 2.2112
2002-08-24 | 614.216 | 2.2112
2002-08-25 | 614.216 | 2.2112
2002-08-26 | 612.645 | 2.2055
2002-08-27 | 603.242 | 2.1717
2002-08-28 | 601.678 | 2.166
2002-08-29 | 600.122 | 2.1604
2002-08-30 | 590.807 | 2.1269
2002-08-31 | 589.258 | 2.1213
2002-09-01 |  | 0
2002-09-02 |  | 0
2002-09-03 |  | 0
2002-09-04 |  | 0
2002-09-05 |  | 0
2002-09-06 |  | 0
2002-09-07 |  | 0
2002-09-08 |  | 0
2002-09-09 |  | 0
2002-09-10 |  | 0
2002-09-11 |  | 0
2002-09-12 |  | 0
2002-09-13 |  | 0
2002-09-14 |  | 0
2002-09-15 |  | 0
2002-09-16 |  | 0
2002-09-17 |  | 0
2002-09-18 |  | 0
2002-09-19 |  | 0
2002-09-20 |  | 0
2002-09-21 |  | 0
2002-09-22 |  | 0
2002-09-23 |  | 0
2002-09-24 |  | 0
2002-09-25 |  | 0
2002-09-26 |  | 0
2002-09-27 |  | 0
2002-09-28 |  | 0
2002-09-29 |  | 0
2002-09-30 |  | 0
2002-10-01 |  | 0
2002-10-02 |  | 0
2002-10-03 |  | 0
2002-10-04 |  | 0
2002-10-05 |  | 0
2002-10-06 |  | 0
2002-10-07 |  | 0
2002-10-08 |  | 0
2002-10-09 |  | 0
2002-10-10 |  | 0
2002-10-11 |  | 0
2002-10-12 |  | 0
2002-10-13 |  | 0
2002-10-14 |  | 0
2002-10-15 |  | 0
2002-10-16 |  | 0
2002-10-17 |  | 0
2002-10-18 |  | 0
2002-10-19 |  | 0
2002-10-20 |  | 0
2002-10-21 |  | 0
2002-10-22 |  | 0
2002-10-23 |  | 0
2002-10-24 |  | 0
2002-10-25 |  | 0
2002-10-26 |  | 0
2002-10-27 |  | 0
2002-10-28 |  | 0
2002-10-29 |  | 0
2002-10-30 |  | 0
2002-10-31 |  | 0
2002-11-01 | 424.335 | 1.5276
2002-11-02 | 423.009 | 1.5228
2002-11-03 | 413.76 | 1.4895
2002-11-04 | 403.3 | 1.4519
2002-11-05 | 394.242 | 1.4193
2002-11-06 | 392.954 | 1.4146
2002-11-07 | 392.954 | 1.4146
2002-11-08 | 394.242 | 1.4193
2002-11-09 | 401.996 | 1.4472
2002-11-10 | 404.596 | 1.4565
2002-11-11 | 413.76 | 1.4895
2002-11-12 | 423.009 | 1.5228
2002-11-13 | 425.67 | 1.5324
2002-11-14 | 433.698 | 1.5613
2002-11-15 | 435.039 | 1.5661
2002-11-16 | 436.389 | 1.571
2002-11-17 | 445.873 | 1.6051
2002-11-18 | 455.44 | 1.6396
2002-11-19 | 458.653 | 1.6512
2002-11-20 | 471.14 | 1.6961
2002-11-21 | 482.831 | 1.7382
2002-11-22 | 492.749 | 1.7739
2002-11-23 | 495.601 | 1.7842
2002-11-24 | 505.647 | 1.8203
2002-11-25 | 517.236 | 1.862
2002-11-26 | 527.469 | 1.8989
2002-11-27 | 530.41 | 1.9095
2002-11-28 | 539.281 | 1.9414
2002-11-29 | 542.252 | 1.9521
2002-11-30 | 551.212 | 1.9844
2002-12-01 | 554.213 | 1.9952
2002-12-02 | 563.262 | 2.0277
2002-12-03 | 564.773 | 2.0332
2002-12-04 | 564.773 | 2.0332
2002-12-05 | 566.293 | 2.0387
2002-12-06 | 575.43 | 2.0715
2002-12-07 | 578.491 | 2.0826
2002-12-08 | 587.717 | 2.1158
2002-12-09 | 589.258 | 2.1213
2002-12-10 | 590.807 | 2.1269
2002-12-11 | 600.122 | 2.1604
2002-12-12 | 601.678 | 2.166
2002-12-13 | 603.242 | 2.1717
2002-12-14 | 612.645 | 2.2055
2002-12-15 | 614.216 | 2.2112
2002-12-16 | 614.216 | 2.2112
2002-12-17 | 614.216 | 2.2112
2002-12-18 | 614.216 | 2.2112
2002-12-19 | 614.216 | 2.2112
2002-12-20 | 614.216 | 2.2112
2002-12-21 | 615.794 | 2.2169
2002-12-22 | 626.879 | 2.2568
2002-12-23 | 639.652 | 2.3027
2002-12-24 | 650.92 | 2.3433
2002-12-25 | 654.157 | 2.355
2002-12-26 | 663.912 | 2.3901
2002-12-27 | 667.179 | 2.4018
2002-12-28 | 678.673 | 2.4432
2002-12-29 | 690.248 | 2.4849
2002-12-30 | 693.573 | 2.4969
2002-12-31 | 703.591 | 2.5329
2003-01-01 | 709.197 | 2.5531
2003-01-02 | 732.911 | 2.6385
2003-01-03 | 738.597 | 2.6589
2003-01-04 | 748.905 | 2.6961
2003-01-05 | 750.627 | 2.7023
2003-01-06 | 752.355 | 2.7085
2003-01-07 | 764.494 | 2.7522
2003-01-08 | 776.711 | 2.7962
2003-01-09 | 780.219 | 2.8088
2003-01-10 | 790.787 | 2.8468
2003-01-11 | 794.324 | 2.8596
2003-01-12 | 806.764 | 2.9044
2003-01-13 | 819.284 | 2.9494
2003-01-14 | 821.077 | 2.9559
2003-01-15 | 822.878 | 2.9624
2003-01-16 | 833.704 | 3.0013
2003-01-17 | 837.327 | 3.0144
2003-01-18 | 848.24 | 3.0537
2003-01-19 | 850.062 | 3.0602
2003-01-20 | 850.062 | 3.0602
2003-01-21 | 850.062 | 3.0602
2003-01-22 | 850.062 | 3.0602
2003-01-23 | 850.062 | 3.0602
2003-01-24 | 850.062 | 3.0602
2003-01-25 | 850.062 | 3.0602
2003-01-26 | 850.062 | 3.0602
2003-01-27 | 851.891 | 3.0668
2003-01-28 | 862.889 | 3.1064
2003-01-29 | 864.726 | 3.113
2003-01-30 | 864.726 | 3.113
2003-01-31 | 864.726 | 3.113
2003-02-01 | 864.726 | 3.113
2003-02-02 | 864.726 | 3.113
2003-02-03 | 866.569 | 3.1196
2003-02-04 | 877.653 | 3.1596
2003-02-05 | 879.504 | 3.1662
2003-02-06 | 879.504 | 3.1662
2003-02-07 | 881.362 | 3.1729
2003-02-08 | 892.531 | 3.2131
2003-02-09 | 894.396 | 3.2198
2003-02-10 | 894.396 | 3.2198
2003-02-11 | 894.396 | 3.2198
2003-02-12 | 894.396 | 3.2198
2003-02-13 | 894.396 | 3.2198
2003-02-14 | 894.396 | 3.2198
2003-02-15 | 894.396 | 3.2198
2003-02-16 | 896.268 | 3.2266
2003-02-17 | 907.522 | 3.2671
2003-02-18 | 911.288 | 3.2806
2003-02-19 | 922.628 | 3.3215
2003-02-20 | 926.422 | 3.3351
2003-02-21 | 937.846 | 3.3762
2003-02-22 | 941.669 | 3.39
2003-02-23 | 953.179 | 3.4314
2003-02-24 | 957.029 | 3.4453
2003-02-25 | 970.567 | 3.494
2003-02-26 | 986.14 | 3.5501
2003-02-27 | 1001.825 | 3.6066
2003-02-28 | 991.101 | 3.568
2003-03-01 | 849.273 | 3.0574
2003-03-02 | 827.079 | 2.9775
2003-03-03 | 834.306 | 3.0035
2003-03-04 | 836.722 | 3.0122
2003-03-05 | 843.987 | 3.0384
2003-03-06 | 846.415 | 3.0471
2003-03-07 | 854.94 | 3.0778
2003-03-08 | 863.5 | 3.1086
2003-03-09 | 865.954 | 3.1174
2003-03-10 | 873.333 | 3.144
2003-03-11 | 875.8 | 3.1529
2003-03-12 | 884.458 | 3.184
2003-03-13 | 894.399 | 3.2198
2003-03-14 | 903.136 | 3.2513
2003-03-15 | 905.641 | 3.2603
2003-03-16 | 913.172 | 3.2874
2003-03-17 | 915.689 | 3.2965
2003-03-18 | 924.524 | 3.3283
2003-03-19 | 934.667 | 3.3648
2003-03-20 | 944.86 | 3.4015
2003-03-21 | 953.818 | 3.4337
2003-03-22 | 956.386 | 3.443
2003-03-23 | 964.106 | 3.4708
2003-03-24 | 966.686 | 3.4801
2003-03-25 | 974.444 | 3.508
2003-03-26 | 977.036 | 3.5173
2003-03-27 | 986.136 | 3.5501
2003-03-28 | 995.27 | 3.583
2003-03-29 | 997.887 | 3.5924
2003-03-30 | 1005.758 | 3.6207
2003-03-31 | 1007.071 | 3.6255
2003-04-01 | 1008.388 | 3.6302
2003-04-02 | 1016.296 | 3.6587
2003-04-03 | 1018.939 | 3.6682
2003-04-04 | 1026.885 | 3.6968
2003-04-05 | 1029.54 | 3.7063
2003-04-06 | 1038.19 | 3.7375
2003-04-07 | 1044.197 | 3.7591
2003-04-08 | 1049.55 | 3.7784
2003-04-09 | 1055.589 | 3.8001
2003-04-10 | 1065.012 | 3.834
2003-04-11 | 1071.089 | 3.8559
2003-04-12 | 1075.827 | 3.873
2003-04-13 | 1077.861 | 3.8803
2003-04-14 | 1086.694 | 3.9121
2003-04-15 | 1092.827 | 3.9342
2003-04-16 | 1098.292 | 3.9539
2003-04-17 | 1104.457 | 3.976
2003-04-18 | 1114.766 | 4.0132
2003-04-19 | 1124.423 | 4.0479
2003-04-20 | 1127.19 | 4.0579
2003-04-21 | 1136.205 | 4.0903
2003-04-22 | 1142.463 | 4.1129
2003-04-23 | 1148.739 | 4.1355
2003-04-24 | 1157.83 | 4.1682
2003-04-25 | 1160.634 | 4.1783
2003-04-26 | 1170.474 | 4.2137
2003-04-27 | 1181.056 | 4.2518
2003-04-28 | 1187.426 | 4.2747
2003-04-29 | 1192.391 | 4.2926
2003-04-30 | 1194.523 | 4.3003
2003-05-01 | 1204.493 | 4.3362
2003-05-02 | 1215.931 | 4.3774
2003-05-03 | 1227.418 | 4.4187
2003-05-04 | 1238.955 | 4.4602
2003-05-05 | 1250.54 | 4.5019
2003-05-06 | 1262.175 | 4.5438
2003-05-07 | 1273.859 | 4.5859
2003-05-08 | 1285.592 | 4.6281
2003-05-09 | 1297.374 | 4.6705
2003-05-10 | 1309.204 | 4.7131
2003-05-11 | 1321.084 | 4.7559
2003-05-12 | 1333.013 | 4.7988
2003-05-13 | 1344.99 | 4.842
2003-05-14 | 1356.262 | 4.8825
2003-05-15 | 1364.558 | 4.9124
2003-05-16 | 1380.457 | 4.9696
2003-05-17 | 1393.387 | 5.0162
2003-05-18 | 1405.608 | 5.0602
2003-05-19 | 1417.878 | 5.1044
2003-05-20 | 1430.196 | 5.1487
2003-05-21 | 1442.563 | 5.1932
2003-05-22 | 1454.978 | 5.2379
2003-05-23 | 1467.441 | 5.2828
2003-05-24 | 1479.953 | 5.3278
2003-05-25 | 1492.514 | 5.3731
2003-05-26 | 1505.123 | 5.4184
2003-05-27 | 1517.78 | 5.464
2003-05-28 | 1530.485 | 5.5097
2003-05-29 | 1543.238 | 5.5557
2003-05-30 | 1556.04 | 5.6017
2003-05-31 | 1568.89 | 5.648
2003-06-01 | 1581.788 | 5.6944
2003-06-02 | 1594.734 | 5.741
2003-06-03 | 1607.729 | 5.7878
2003-06-04 | 1620.771 | 5.8348
2003-06-05 | 1633.861 | 5.8819
2003-06-06 | 1646.999 | 5.9292
2003-06-07 | 1658.533 | 5.9707
2003-06-08 | 1660.182 | 5.9767
2003-06-09 | 1660.182 | 5.9767
2003-06-10 | 1658.533 | 5.9707
2003-06-11 | 1646.999 | 5.9292
2003-06-12 | 1633.861 | 5.8819
2003-06-13 | 1620.771 | 5.8348
2003-06-14 | 1607.728 | 5.7878
2003-06-15 | 1594.734 | 5.741
2003-06-16 | 1581.788 | 5.6944
2003-06-17 | 1568.89 | 5.648
2003-06-18 | 1556.04 | 5.6017
2003-06-19 | 1543.238 | 5.5557
2003-06-20 | 1530.485 | 5.5097
2003-06-21 | 1517.779 | 5.464
2003-06-22 | 1505.122 | 5.4184
2003-06-23 | 1492.514 | 5.3731
2003-06-24 | 1479.953 | 5.3278
2003-06-25 | 1467.441 | 5.2828
2003-06-26 | 1454.978 | 5.2379
2003-06-27 | 1442.562 | 5.1932
2003-06-28 | 1430.196 | 5.1487
2003-06-29 | 1417.878 | 5.1044
2003-06-30 | 1405.608 | 5.0602
2003-07-01 | 1393.387 | 5.0162
2003-07-02 | 1381.215 | 4.9724
2003-07-03 | 1369.091 | 4.9287
2003-07-04 | 1313.295 | 4.7279
2003-07-05 | 1048.016 | 3.7729
2003-07-06 | 996.58 | 3.5877
2003-07-07 | 986.136 | 3.5501
2003-07-08 | 975.741 | 3.5127
2003-07-09 | 965.397 | 3.4754
2003-07-10 | 955.104 | 3.4384
2003-07-11 | 944.86 | 3.4015
2003-07-12 | 934.667 | 3.3648
2003-07-13 | 924.524 | 3.3283
2003-07-14 | 914.432 | 3.292
2003-07-15 | 904.39 | 3.2558
2003-07-16 | 894.399 | 3.2198
2003-07-17 | 884.458 | 3.184
2003-07-18 | 874.568 | 3.1484
2003-07-19 | 864.729 | 3.113
2003-07-20 | 854.94 | 3.0778
2003-07-21 | 845.202 | 3.0427
2003-07-22 | 835.515 | 3.0079
2003-07-23 | 825.879 | 2.9732
2003-07-24 | 817.488 | 2.943
2003-07-25 | 815.098 | 2.9344
2003-07-26 | 806.76 | 2.9043
2003-07-27 | 797.277 | 2.8702
2003-07-28 | 787.845 | 2.8362
2003-07-29 | 778.464 | 2.8025
2003-07-30 | 769.135 | 2.7689
2003-07-31 | 761.012 | 2.7396
2003-08-01 | 759.854 | 2.7355
2003-08-02 | 759.854 | 2.7355
2003-08-03 | 758.699 | 2.7313
2003-08-04 | 751.778 | 2.7064
2003-08-05 | 749.478 | 2.6981
2003-08-06 | 742.596 | 2.6733
2003-08-07 | 741.451 | 2.6692
2003-08-08 | 740.309 | 2.6651
2003-08-09 | 733.466 | 2.6405
2003-08-10 | 731.191 | 2.6323
2003-08-11 | 724.387 | 2.6078
2003-08-12 | 722.125 | 2.5997
2003-08-13 | 715.359 | 2.5753
2003-08-14 | 713.11 | 2.5672
2003-08-15 | 706.383 | 2.543
2003-08-16 | 704.148 | 2.5349
2003-08-17 | 696.349 | 2.5069
2003-08-18 | 688.587 | 2.4789
2003-08-19 | 686.377 | 2.471
2003-08-20 | 679.766 | 2.4472
2003-08-21 | 678.666 | 2.4432
2003-08-22 | 677.569 | 2.4392
2003-08-23 | 669.907 | 2.4117
2003-08-24 | 662.28 | 2.3842
2003-08-25 | 660.109 | 2.3764
2003-08-26 | 653.615 | 2.353
2003-08-27 | 651.457 | 2.3452
2003-08-28 | 645.002 | 2.322
2003-08-29 | 642.857 | 2.3143
2003-08-30 | 636.441 | 2.2912
2003-08-31 | 688.438 | 2.4784
2003-09-01 | 1027.439 | 3.6988
2003-09-02 | 1085.334 | 3.9072
2003-09-03 | 1073.12 | 3.8632
2003-09-04 | 1071.088 | 3.8559
2003-09-05 | 1071.088 | 3.8559
2003-09-06 | 1069.063 | 3.8486
2003-09-07 | 1056.934 | 3.805
2003-09-08 | 1052.905 | 3.7905
2003-09-09 | 1038.198 | 3.7375
2003-09-10 | 1018.286 | 3.6658
2003-09-11 | 1003.789 | 3.6136
2003-09-12 | 1001.818 | 3.6065
2003-09-13 | 999.854 | 3.5995
2003-09-14 | 988.09 | 3.5571
2003-09-15 | 984.182 | 3.5431
2003-09-16 | 970.567 | 3.494
2003-09-17 | 955.107 | 3.4384
2003-09-18 | 939.761 | 3.3831
2003-09-19 | 926.422 | 3.3351
2003-09-20 | 922.628 | 3.3215
2003-09-21 | 911.288 | 3.2806
2003-09-22 | 909.402 | 3.2738
2003-09-23 | 907.522 | 3.2671
2003-09-24 | 894.403 | 3.2199
2003-09-25 | 879.511 | 3.1662
2003-09-26 | 864.733 | 3.113
2003-09-27 | 850.069 | 3.0602
2003-09-28 | 837.327 | 3.0144
2003-09-29 | 833.704 | 3.0013
2003-09-30 | 821.084 | 2.9559
2003-10-01 | 806.764 | 2.9044
2003-10-02 | 792.559 | 2.8532
2003-10-03 | 778.468 | 2.8025
2003-10-04 | 764.493 | 2.7522
2003-10-05 | 752.355 | 2.7085
2003-10-06 | 748.905 | 2.6961
2003-10-07 | 738.597 | 2.6589
2003-10-08 | 736.883 | 2.6528
2003-10-09 | 734.608 | 2.6446
2003-10-10 | 719.311 | 2.5895
2003-10-11 | 706.944 | 2.545
2003-10-12 | 705.264 | 2.539
2003-10-13 | 703.591 | 2.5329
2003-10-14 | 691.914 | 2.4909
2003-10-15 | 678.673 | 2.4432
2003-10-16 | 665.549 | 2.396
2003-10-17 | 652.542 | 2.3492
2003-10-18 | 639.652 | 2.3027
2003-10-19 | 628.464 | 2.2625
2003-10-20 | 626.871 | 2.2567
2003-10-21 | 626.871 | 2.2567
2003-10-22 | 625.286 | 2.251
2003-10-23 | 615.794 | 2.2169
2003-10-24 | 612.645 | 2.2055
2003-10-25 | 601.685 | 2.1661
2003-10-26 | 590.807 | 2.1269
2003-10-27 | 587.717 | 2.1158
2003-10-28 | 578.491 | 2.0826
2003-10-29 | 575.43 | 2.0715
2003-10-30 | 566.293 | 2.0387
2003-10-31 | 563.262 | 2.0277
2003-11-01 | 554.213 | 1.9952
2003-11-02 | 552.709 | 1.9898
2003-11-03 | 552.709 | 1.9898
2003-11-04 | 551.212 | 1.9844
2003-11-05 | 540.77 | 1.9468
2003-11-06 | 528.943 | 1.9042
2003-11-07 | 517.235 | 1.862
2003-11-08 | 507.085 | 1.8255
2003-11-09 | 505.64 | 1.8203
2003-11-10 | 505.64 | 1.8203
2003-11-11 | 505.64 | 1.8203
2003-11-12 | 504.203 | 1.8151
2003-11-13 | 495.601 | 1.7842
2003-11-14 | 494.172 | 1.779
2003-11-15 | 492.749 | 1.7739
2003-11-16 | 482.831 | 1.7382
2003-11-17 | 471.14 | 1.6961
2003-11-18 | 457.281 | 1.6462
2003-11-19 | 445.872 | 1.6051
2003-11-20 | 436.389 | 1.571
2003-11-21 | 432.363 | 1.5565
2003-11-22 | 416.398 | 1.499
2003-11-23 | 413.753 | 1.4895
2003-11-24 | 413.753 | 1.4895
2003-11-25 | 412.441 | 1.4848
2003-11-26 | 403.3 | 1.4519
2003-11-27 | 394.242 | 1.4193
2003-11-28 | 392.954 | 1.4146
2003-11-29 | 392.954 | 1.4146
2003-11-30 | 406.636 | 1.4639
2003-12-01 | 492.595 | 1.7733
2003-12-02 | 517.236 | 1.862
2003-12-03 | 528.943 | 1.9042
2003-12-04 | 540.77 | 1.9468
2003-12-05 | 552.716 | 1.9898
2003-12-06 | 564.781 | 2.0332
2003-12-07 | 576.964 | 2.0771
2003-12-08 | 589.266 | 2.1214
2003-12-09 | 601.686 | 2.1661
2003-12-10 | 614.223 | 2.2112
2003-12-11 | 626.879 | 2.2568
2003-12-12 | 639.652 | 2.3027
2003-12-13 | 652.542 | 2.3492
2003-12-14 | 665.549 | 2.396
2003-12-15 | 678.673 | 2.4432
2003-12-16 | 691.914 | 2.4909
2003-12-17 | 705.271 | 2.539
2003-12-18 | 719.311 | 2.5895
2003-12-19 | 736.322 | 2.6508
2003-12-20 | 750.634 | 2.7023
2003-12-21 | 764.494 | 2.7522
2003-12-22 | 778.469 | 2.8025
2003-12-23 | 792.559 | 2.8532
2003-12-24 | 806.764 | 2.9044
2003-12-25 | 821.085 | 2.9559
2003-12-26 | 835.52 | 3.0079
2003-12-27 | 850.069 | 3.0602
2003-12-28 | 864.733 | 3.113
2003-12-29 | 879.511 | 3.1662
2003-12-30 | 894.403 | 3.2199
2003-12-31 | 773.331 | 2.784
2004-01-01 | 139.395 | 0.50182
2004-01-02 | 62.883 | 0.22638
2004-01-03 | 64.378 | 0.23176
2004-01-04 | 65.888 | 0.2372
2004-01-05 | 67.415 | 0.24269
2004-01-06 | 68.957 | 0.24825
2004-01-07 | 70.515 | 0.25385
2004-01-08 | 72.09 | 0.25952
2004-01-09 | 73.679 | 0.26524
2004-01-10 | 75.285 | 0.27103
2004-01-11 | 76.907 | 0.27687
2004-01-12 | 78.544 | 0.28276
2004-01-13 | 80.197 | 0.28871
2004-01-14 | 81.865 | 0.29471
2004-01-15 | 83.55 | 0.30078
2004-01-16 | 85.25 | 0.3069
2004-01-17 | 86.965 | 0.31307
2004-01-18 | 88.696 | 0.31931
2004-01-19 | 90.443 | 0.32559
2004-01-20 | 92.205 | 0.33194
2004-01-21 | 93.982 | 0.33834
2004-01-22 | 95.775 | 0.34479
2004-01-23 | 97.583 | 0.3513
2004-01-24 | 99.407 | 0.35787
2004-01-25 | 101.246 | 0.36449
2004-01-26 | 103.101 | 0.37116
2004-01-27 | 104.971 | 0.3779
2004-01-28 | 106.856 | 0.38468
2004-01-29 | 108.756 | 0.39152
2004-01-30 | 110.672 | 0.39842
2004-01-31 | 111.877 | 0.40276
2004-02-01 | 109.234 | 0.39324
2004-02-02 | 108.755 | 0.39152
2004-02-03 | 108.994 | 0.39238
2004-02-04 | 110.431 | 0.39755
2004-02-05 | 110.671 | 0.39842
2004-02-06 | 110.671 | 0.39842
2004-02-07 | 110.671 | 0.39842
2004-02-08 | 110.671 | 0.39842
2004-02-09 | 110.671 | 0.39842
2004-02-10 | 110.671 | 0.39842
2004-02-11 | 110.912 | 0.39928
2004-02-12 | 112.36 | 0.4045
2004-02-13 | 112.844 | 0.40624
2004-02-14 | 114.304 | 0.41149
2004-02-15 | 114.792 | 0.41325
2004-02-16 | 116.263 | 0.41855
2004-02-17 | 116.756 | 0.42032
2004-02-18 | 118.238 | 0.42566
2004-02-19 | 118.485 | 0.42655
2004-02-20 | 118.485 | 0.42655
2004-02-21 | 118.485 | 0.42655
2004-02-22 | 118.485 | 0.42655
2004-02-23 | 118.734 | 0.42744
2004-02-24 | 120.227 | 0.43282
2004-02-25 | 120.477 | 0.43372
2004-02-26 | 120.727 | 0.43462
2004-02-27 | 122.232 | 0.44004
2004-02-28 | 122.484 | 0.44094
2004-02-29 | 122.484 | 0.44094
2004-03-01 | 122.484 | 0.44094
2004-03-02 | 122.736 | 0.44185
2004-03-03 | 124.252 | 0.44731
2004-03-04 | 124.505 | 0.44822
2004-03-05 | 124.505 | 0.44822
2004-03-06 | 124.505 | 0.44822
2004-03-07 | 124.759 | 0.44913
2004-03-08 | 126.287 | 0.45463
2004-03-09 | 126.542 | 0.45555
2004-03-10 | 126.542 | 0.45555
2004-03-11 | 126.542 | 0.45555
2004-03-12 | 126.798 | 0.45647
2004-03-13 | 128.337 | 0.46201
2004-03-14 | 128.594 | 0.46294
2004-03-15 | 128.852 | 0.46387
2004-03-16 | 130.402 | 0.46945
2004-03-17 | 130.921 | 0.47132
2004-03-18 | 132.482 | 0.47694
2004-03-19 | 132.743 | 0.47787
2004-03-20 | 133.004 | 0.47881
2004-03-21 | 134.577 | 0.48448
2004-03-22 | 134.84 | 0.48542
2004-03-23 | 135.103 | 0.48637
2004-03-24 | 136.687 | 0.49207
2004-03-25 | 136.951 | 0.49302
2004-03-26 | 136.951 | 0.49302
2004-03-27 | 136.951 | 0.49302
2004-03-28 | 136.951 | 0.49302
2004-03-29 | 136.951 | 0.49302
2004-03-30 | 136.951 | 0.49302
2004-03-31 | 137.217 | 0.49398
2004-04-01 | 139.079 | 0.50068
2004-04-02 | 141.221 | 0.5084
2004-04-03 | 143.378 | 0.51616
2004-04-04 | 145.549 | 0.52398
2004-04-05 | 147.735 | 0.53185
2004-04-06 | 149.937 | 0.53977
2004-04-07 | 152.153 | 0.54775
2004-04-08 | 154.383 | 0.55578
2004-04-09 | 156.629 | 0.56386
2004-04-10 | 158.889 | 0.572
2004-04-11 | 160.879 | 0.57916
2004-04-12 | 161.164 | 0.58019
2004-04-13 | 161.449 | 0.58122
2004-04-14 | 163.167 | 0.5874
2004-04-15 | 163.741 | 0.58947
2004-04-16 | 165.759 | 0.59673
2004-04-17 | 168.078 | 0.60508
2004-04-18 | 170.412 | 0.61348
2004-04-19 | 172.761 | 0.62194
2004-04-20 | 175.124 | 0.63045
2004-04-21 | 177.502 | 0.63901
2004-04-22 | 179.894 | 0.64762
2004-04-23 | 182.301 | 0.65628
2004-04-24 | 184.723 | 0.665
2004-04-25 | 187.159 | 0.67377
2004-04-26 | 189.609 | 0.68259
2004-04-27 | 191.765 | 0.69035
2004-04-28 | 192.074 | 0.69147
2004-04-29 | 192.074 | 0.69147
2004-04-30 | 204.811 | 0.73732
2004-05-01 | 285.286 | 1.027
2004-05-02 | 299.373 | 1.0777
2004-05-03 | 299.373 | 1.0777
2004-05-04 | 299.373 | 1.0777
2004-05-05 | 299.373 | 1.0777
2004-05-06 | 299.373 | 1.0777
2004-05-07 | 299.373 | 1.0777
2004-05-08 | 298.995 | 1.0764
2004-05-09 | 296.731 | 1.0682
2004-05-10 | 295.977 | 1.0655
2004-05-11 | 293.723 | 1.0574
2004-05-12 | 293.348 | 1.0561
2004-05-13 | 292.974 | 1.0547
2004-05-14 | 290.73 | 1.0466
2004-05-15 | 289.984 | 1.0439
2004-05-16 | 287.751 | 1.0359
2004-05-17 | 287.008 | 1.0332
2004-05-18 | 284.785 | 1.0252
2004-05-19 | 284.046 | 1.0226
2004-05-20 | 281.834 | 1.0146
2004-05-21 | 281.466 | 1.0133
2004-05-22 | 281.098 | 1.012
2004-05-23 | 278.896 | 1.004
2004-05-24 | 278.53 | 1.0027
2004-05-25 | 278.164 | 1.0014
2004-05-26 | 275.973 | 0.9935
2004-05-27 | 275.608 | 0.99219
2004-05-28 | 275.608 | 0.99219
2004-05-29 | 275.608 | 0.99219
2004-05-30 | 275.245 | 0.99088
2004-05-31 | 272.702 | 0.98173
2004-06-01 | 269.449 | 0.97002
2004-06-02 | 264.066 | 0.95064
2004-06-03 | 258.378 | 0.93016
2004-06-04 | 252.746 | 0.90989
2004-06-05 | 247.171 | 0.88982
2004-06-06 | 241.652 | 0.86995
2004-06-07 | 236.19 | 0.85028
2004-06-08 | 230.786 | 0.83083
2004-06-09 | 225.438 | 0.81158
2004-06-10 | 220.147 | 0.79253
2004-06-11 | 214.914 | 0.77369
2004-06-12 | 209.738 | 0.75506
2004-06-13 | 204.62 | 0.73663
2004-06-14 | 199.56 | 0.71842
2004-06-15 | 194.557 | 0.70041
2004-06-16 | 189.612 | 0.6826
2004-06-17 | 185.331 | 0.66719
2004-06-18 | 184.418 | 0.6639
2004-06-19 | 182.301 | 0.65628
2004-06-20 | 179.894 | 0.64762
2004-06-21 | 177.502 | 0.63901
2004-06-22 | 175.124 | 0.63045
2004-06-23 | 172.761 | 0.62194
2004-06-24 | 170.412 | 0.61348
2004-06-25 | 168.078 | 0.60508
2004-06-26 | 165.759 | 0.59673
2004-06-27 | 163.454 | 0.58843
2004-06-28 | 161.164 | 0.58019
2004-06-29 | 158.889 | 0.572
2004-06-30 | 156.629 | 0.56386
2004-07-01 | 154.663 | 0.55679
2004-07-02 | 154.103 | 0.55477
2004-07-03 | 152.153 | 0.54775
2004-07-04 | 149.937 | 0.53977
2004-07-05 | 148.009 | 0.53283
2004-07-06 | 147.734 | 0.53184
2004-07-07 | 147.461 | 0.53086
2004-07-08 | 145.821 | 0.52496
2004-07-09 | 145.276 | 0.52299
2004-07-10 | 143.378 | 0.51616
2004-07-11 | 141.221 | 0.5084
2004-07-12 | 139.346 | 0.50165
2004-07-13 | 138.812 | 0.49972
2004-07-14 | 137.217 | 0.49398
2004-07-15 | 136.951 | 0.49302
2004-07-16 | 136.687 | 0.49207
2004-07-17 | 135.103 | 0.48637
2004-07-18 | 134.577 | 0.48448
2004-07-19 | 132.744 | 0.47788
2004-07-20 | 130.921 | 0.47132
2004-07-21 | 130.402 | 0.46945
2004-07-22 | 128.595 | 0.46294
2004-07-23 | 126.798 | 0.45647
2004-07-24 | 126.287 | 0.45463
2004-07-25 | 124.759 | 0.44913
2004-07-26 | 124.252 | 0.44731
2004-07-27 | 122.484 | 0.44094
2004-07-28 | 120.478 | 0.43372
2004-07-29 | 118.486 | 0.42655
2004-07-30 | 116.756 | 0.42032
2004-07-31 | 116.263 | 0.41855
2004-08-01 | 114.549 | 0.41238
2004-08-02 | 112.603 | 0.40537
2004-08-03 | 110.672 | 0.39842
2004-08-04 | 108.756 | 0.39152
2004-08-05 | 106.856 | 0.38468
2004-08-06 | 104.971 | 0.3779
2004-08-07 | 103.101 | 0.37116
2004-08-08 | 101.246 | 0.36449
2004-08-09 | 99.407 | 0.35787
2004-08-10 | 97.583 | 0.3513
2004-08-11 | 95.775 | 0.34479
2004-08-12 | 94.205 | 0.33914
2004-08-13 | 93.758 | 0.33753
2004-08-14 | 92.205 | 0.33194
2004-08-15 | 90.442 | 0.32559
2004-08-16 | 88.913 | 0.32009
2004-08-17 | 88.478 | 0.31852
2004-08-18 | 86.965 | 0.31307
2004-08-19 | 85.25 | 0.3069
2004-08-20 | 83.55 | 0.30078
2004-08-21 | 82.075 | 0.29547
2004-08-22 | 81.655 | 0.29396
2004-08-23 | 80.197 | 0.28871
2004-08-24 | 78.544 | 0.28276
2004-08-25 | 77.11 | 0.2776
2004-08-26 | 76.5 | 0.2754
2004-08-27 | 73.881 | 0.26597
2004-08-28 | 72.09 | 0.25952
2004-08-29 | 70.515 | 0.25385
2004-08-30 | 68.957 | 0.24825
2004-08-31 | 67.415 | 0.24269
2004-09-01 | 65.888 | 0.2372
2004-09-02 | 64.378 | 0.23176
2004-09-03 | 63.068 | 0.22704
2004-09-04 | 62.697 | 0.22571
2004-09-05 | 61.405 | 0.22106
2004-09-06 | 60.123 | 0.21644
2004-09-07 | 59.76 | 0.21514
2004-09-08 | 58.496 | 0.21059
2004-09-09 | 56.889 | 0.2048
2004-09-10 | 54.428 | 0.19594
2004-09-11 | 53.043 | 0.19095
2004-09-12 | 52.699 | 0.18972
2004-09-13 | 51.506 | 0.18542
2004-09-14 | 50.157 | 0.18057
2004-09-15 | 48.989 | 0.17636
2004-09-16 | 48.823 | 0.17576
2004-09-17 | 48.658 | 0.17517
2004-09-18 | 47.67 | 0.17161
2004-09-19 | 47.506 | 0.17102
2004-09-20 | 47.343 | 0.17043
2004-09-21 | 46.207 | 0.16635
2004-09-22 | 44.924 | 0.16173
2004-09-23 | 43.656 | 0.15716
2004-09-24 | 42.561 | 0.15322
2004-09-25 | 42.25 | 0.1521
2004-09-26 | 41.172 | 0.14822
2004-09-27 | 40.105 | 0.14438
2004-09-28 | 39.953 | 0.14383
2004-09-29 | 39.803 | 0.14329
2004-09-30 | 38.902 | 0.14005
2004-10-01 | 38.604 | 0.13897
2004-10-02 | 37.57 | 0.13525
2004-10-03 | 36.403 | 0.13105
2004-10-04 | 35.252 | 0.12691
2004-10-05 | 34.119 | 0.12283
2004-10-06 | 33.14 | 0.1193
2004-10-07 | 32.863 | 0.11831
2004-10-08 | 31.767 | 0.11436
2004-10-09 | 30.019 | 0.10807
2004-10-10 | 29.753 | 0.10711
2004-10-11 | 29.753 | 0.10711
2004-10-12 | 29.621 | 0.10664
2004-10-13 | 28.835 | 0.10381
2004-10-14 | 28.704 | 0.10333
2004-10-15 | 28.575 | 0.10287
2004-10-16 | 27.801 | 0.10008
2004-10-17 | 27.673 | 0.099623
2004-10-18 | 27.673 | 0.099623
2004-10-19 | 27.546 | 0.099166
2004-10-20 | 26.66 | 0.095976
2004-10-21 | 25.786 | 0.09283
2004-10-22 | 25.539 | 0.09194
2004-10-23 | 24.683 | 0.088859
2004-10-24 | 23.84 | 0.085824
2004-10-25 | 23.72 | 0.085392
2004-10-26 | 23.602 | 0.084967
2004-10-27 | 22.777 | 0.081997
2004-10-28 | 21.736 | 0.07825
2004-10-29 | 20.27 | 0.072972
2004-10-30 | 19.937 | 0.071773
2004-10-31 | 19.174 | 0.069026
2004-11-01 | 18.423 | 0.066323
2004-11-02 | 18.316 | 0.065938
2004-11-03 | 18.316 | 0.065938
2004-11-04 | 18.316 | 0.065938
2004-11-05 | 18.316 | 0.065938
2004-11-06 | 18.211 | 0.06556
2004-11-07 | 17.582 | 0.063295
2004-11-08 | 17.478 | 0.062921
2004-11-09 | 17.375 | 0.06255
2004-11-10 | 16.759 | 0.060332
2004-11-11 | 16.657 | 0.059965
2004-11-12 | 16.556 | 0.059602
2004-11-13 | 15.954 | 0.057434
2004-11-14 | 15.855 | 0.057078
2004-11-15 | 15.855 | 0.057078
2004-11-16 | 15.855 | 0.057078
2004-11-17 | 15.855 | 0.057078
2004-11-18 | 15.756 | 0.056722
2004-11-19 | 15.168 | 0.054605
2004-11-20 | 15.07 | 0.054252
2004-11-21 | 15.07 | 0.054252
2004-11-22 | 14.974 | 0.053906
2004-11-23 | 14.399 | 0.051836
2004-11-24 | 14.304 | 0.051494
2004-11-25 | 14.304 | 0.051494
2004-11-26 | 14.21 | 0.051156
2004-11-27 | 13.649 | 0.049136
2004-11-28 | 13.556 | 0.048802
2004-11-29 | 13.556 | 0.048802
2004-11-30 | 13.556 | 0.048802
2004-12-01 | 13.649 | 0.049136
2004-12-02 | 14.305 | 0.051498
2004-12-03 | 15.071 | 0.054256
2004-12-04 | 15.856 | 0.057082
2004-12-05 | 16.971 | 0.061096
2004-12-06 | 19.837 | 0.071413
2004-12-07 | 21.853 | 0.078671
2004-12-08 | 23.725 | 0.08541
2004-12-09 | 25.666 | 0.092398
2004-12-10 | 27.677 | 0.099637
2004-12-11 | 29.757 | 0.10713
2004-12-12 | 31.905 | 0.11486
2004-12-13 | 34.122 | 0.12284
2004-12-14 | 36.406 | 0.13106
2004-12-15 | 38.757 | 0.13953
2004-12-16 | 41.175 | 0.14823
2004-12-17 | 43.66 | 0.15718
2004-12-18 | 46.21 | 0.16636
2004-12-19 | 48.827 | 0.17578
2004-12-20 | 51.509 | 0.18543
2004-12-21 | 54.256 | 0.19532
2004-12-22 | 57.068 | 0.20544
2004-12-23 | 59.945 | 0.2158
2004-12-24 | 62.886 | 0.22639
2004-12-25 | 65.891 | 0.23721
2004-12-26 | 68.96 | 0.24826
2004-12-27 | 72.093 | 0.25953
2004-12-28 | 75.288 | 0.27104
2004-12-29 | 78.547 | 0.28277
2004-12-30 | 81.868 | 0.29472
2004-12-31 | 85.252 | 0.30691
2005-01-01 | 88.699 | 0.31932
2005-01-02 | 92.207 | 0.33195
2005-01-03 | 95.778 | 0.3448
2005-01-04 | 99.41 | 0.35788
2005-01-05 | 103.104 | 0.37117
2005-01-06 | 106.621 | 0.38384
2005-01-07 | 108.756 | 0.39152
2005-01-08 | 110.914 | 0.39929
2005-01-09 | 114.551 | 0.41238
2005-01-10 | 118.489 | 0.42656
2005-01-11 | 122.487 | 0.44095
2005-01-12 | 126.546 | 0.45557
2005-01-13 | 130.665 | 0.47039
2005-01-14 | 134.843 | 0.48543
2005-01-15 | 139.082 | 0.5007
2005-01-16 | 143.38 | 0.51617
2005-01-17 | 147.738 | 0.53186
2005-01-18 | 152.155 | 0.54776
2005-01-19 | 156.632 | 0.56388
2005-01-20 | 161.167 | 0.5802
2005-01-21 | 165.762 | 0.59674
2005-01-22 | 170.415 | 0.61349
2005-01-23 | 175.127 | 0.63046
2005-01-24 | 179.897 | 0.64763
2005-01-25 | 184.725 | 0.66501
2005-01-26 | 189.612 | 0.6826
2005-01-27 | 194.557 | 0.70041
2005-01-28 | 199.56 | 0.71842
2005-01-29 | 204.62 | 0.73663
2005-01-30 | 209.739 | 0.75506
2005-01-31 | 214.914 | 0.77369
2005-02-01 | 220.148 | 0.79253
2005-02-02 | 225.438 | 0.81158
2005-02-03 | 230.786 | 0.83083
2005-02-04 | 236.191 | 0.85029
2005-02-05 | 241.652 | 0.86995
2005-02-06 | 247.171 | 0.88982
2005-02-07 | 252.746 | 0.90989
2005-02-08 | 258.378 | 0.93016
2005-02-09 | 264.786 | 0.95323
2005-02-10 | 274.889 | 0.9896
2005-02-11 | 281.469 | 1.0133
2005-02-12 | 287.382 | 1.0346
2005-02-13 | 293.352 | 1.0561
2005-02-14 | 299.377 | 1.0778
2005-02-15 | 305.457 | 1.0996
2005-02-16 | 311.594 | 1.1217
2005-02-17 | 317.786 | 1.144
2005-02-18 | 324.033 | 1.1665
2005-02-19 | 330.336 | 1.1892
2005-02-20 | 336.694 | 1.2121
2005-02-21 | 343.108 | 1.2352
2005-02-22 | 349.576 | 1.2585
2005-02-23 | 356.099 | 1.282
2005-02-24 | 362.678 | 1.3056
2005-02-25 | 369.311 | 1.3295
2005-02-26 | 375.999 | 1.3536
2005-02-27 | 381.893 | 1.3748
2005-02-28 | 384.437 | 1.384
2005-03-01 | 395.535 | 1.4239
2005-03-02 | 403.296 | 1.4519
2005-03-03 | 410.256 | 1.4769
2005-03-04 | 417.27 | 1.5022
2005-03-05 | 424.339 | 1.5276
2005-03-06 | 431.461 | 1.5533
2005-03-07 | 438.638 | 1.5791
2005-03-08 | 445.868 | 1.6051
2005-03-09 | 453.153 | 1.6314
2005-03-10 | 460.491 | 1.6578
2005-03-11 | 467.882 | 1.6844
2005-03-12 | 475.328 | 1.7112
2005-03-13 | 482.827 | 1.7382
2005-03-14 | 490.379 | 1.7654
2005-03-15 | 497.984 | 1.7927
2005-03-16 | 505.643 | 1.8203
2005-03-17 | 513.355 | 1.8481
2005-03-18 | 521.121 | 1.876
2005-03-19 | 528.939 | 1.9042
2005-03-20 | 536.81 | 1.9325
2005-03-21 | 544.735 | 1.961
2005-03-22 | 552.712 | 1.9898
2005-03-23 | 560.742 | 2.0187
2005-03-24 | 568.825 | 2.0478
2005-03-25 | 576.96 | 2.0771
2005-03-26 | 585.148 | 2.1065
2005-03-27 | 593.389 | 2.1362
2005-03-28 | 601.682 | 2.1661
2005-03-29 | 610.027 | 2.1961
2005-03-30 | 618.425 | 2.2263
2005-03-31 | 625.814 | 2.2529
2005-04-01 | 625.813 | 2.2529
2005-04-02 | 618.425 | 2.2263
2005-04-03 | 610.027 | 2.1961
2005-04-04 | 601.681 | 2.1661
2005-04-05 | 593.388 | 2.1362
2005-04-06 | 586.173 | 2.1102
2005-04-07 | 584.12 | 2.1028
2005-04-08 | 576.96 | 2.0771
2005-04-09 | 568.825 | 2.0478
2005-04-10 | 560.742 | 2.0187
2005-04-11 | 552.712 | 1.9898
2005-04-12 | 544.735 | 1.961
2005-04-13 | 536.81 | 1.9325
2005-04-14 | 528.939 | 1.9042
2005-04-15 | 521.121 | 1.876
2005-04-16 | 513.355 | 1.8481
2005-04-17 | 505.643 | 1.8203
2005-04-18 | 497.984 | 1.7927
2005-04-19 | 490.379 | 1.7654
2005-04-20 | 482.826 | 1.7382
2005-04-21 | 475.328 | 1.7112
2005-04-22 | 467.882 | 1.6844
2005-04-23 | 460.491 | 1.6578
2005-04-24 | 453.153 | 1.6314
2005-04-25 | 445.868 | 1.6051
2005-04-26 | 438.638 | 1.5791
2005-04-27 | 431.461 | 1.5533
2005-04-28 | 424.339 | 1.5276
2005-04-29 | 417.27 | 1.5022
2005-04-30 | 410.256 | 1.4769
2005-05-01 | 403.296 | 1.4519
2005-05-02 | 396.39 | 1.427
2005-05-03 | 389.538 | 1.4023
2005-05-04 | 382.741 | 1.3779
2005-05-05 | 375.999 | 1.3536
2005-05-06 | 369.311 | 1.3295
2005-05-07 | 362.678 | 1.3056
2005-05-08 | 356.099 | 1.282
2005-05-09 | 349.576 | 1.2585
2005-05-10 | 343.108 | 1.2352
2005-05-11 | 336.694 | 1.2121
2005-05-12 | 330.336 | 1.1892
2005-05-13 | 324.816 | 1.1693
2005-05-14 | 324.03 | 1.1665
2005-05-15 | 324.03 | 1.1665
2005-05-16 | 323.247 | 1.1637
2005-05-17 | 318.562 | 1.1468
2005-05-18 | 317.782 | 1.144
2005-05-19 | 317.007 | 1.1412
2005-05-20 | 311.594 | 1.1217
2005-05-21 | 306.219 | 1.1024
2005-05-22 | 305.454 | 1.0996
2005-05-23 | 305.454 | 1.0996
2005-05-24 | 304.692 | 1.0969
2005-05-25 | 300.131 | 1.0805
2005-05-26 | 299.373 | 1.0777
2005-05-27 | 298.618 | 1.075
2005-05-28 | 293.351 | 1.0561
2005-05-29 | 287.382 | 1.0346
2005-05-30 | 282.203 | 1.0159
2005-05-31 | 281.466 | 1.0133
2005-06-01 |  | 0
2005-06-02 |  | 0
2005-06-03 |  | 0
2005-06-04 |  | 0
2005-06-05 |  | 0
2005-06-06 |  | 0
2005-06-07 |  | 0
2005-06-08 |  | 0
2005-06-09 |  | 0
2005-06-10 |  | 0
2005-06-11 |  | 0
2005-06-12 |  | 0
2005-06-13 |  | 0
2005-06-14 |  | 0
2005-06-15 |  | 0
2005-06-16 |  | 0
2005-06-17 |  | 0
2005-06-18 |  | 0
2005-06-19 |  | 0
2005-06-20 |  | 0
2005-06-21 |  | 0
2005-06-22 |  | 0
2005-06-23 |  | 0
2005-06-24 |  | 0
2005-06-25 |  | 0
2005-06-26 |  | 0
2005-06-27 |  | 0
2005-06-28 |  | 0
2005-06-29 |  | 0
2005-06-30 |  | 0
2005-07-01 |  | 0
2005-07-02 |  | 0
2005-07-03 |  | 0
2005-07-04 |  | 0
2005-07-05 |  | 0
2005-07-06 |  | 0
2005-07-07 |  | 0
2005-07-08 |  | 0
2005-07-09 |  | 0
2005-07-10 |  | 0
2005-07-11 |  | 0
2005-07-12 |  | 0
2005-07-13 |  | 0
2005-07-14 |  | 0
2005-07-15 |  | 0
2005-07-16 |  | 0
2005-07-17 |  | 0
2005-07-18 |  | 0
2005-07-19 |  | 0
2005-07-20 |  | 0
2005-07-21 |  | 0
2005-07-22 |  | 0
2005-07-23 |  | 0
2005-07-24 |  | 0
2005-07-25 |  | 0
2005-07-26 |  | 0
2005-07-27 |  | 0
2005-07-28 |  | 0
2005-07-29 |  | 0
2005-07-30 |  | 0
2005-07-31 |  | 0
2005-08-01 |  | 0
2005-08-02 |  | 0
2005-08-03 |  | 0
2005-08-04 |  | 0
2005-08-05 |  | 0
2005-08-06 |  | 0
2005-08-07 |  | 0
2005-08-08 |  | 0
2005-08-09 |  | 0
2005-08-10 |  | 0
2005-08-11 |  | 0
2005-08-12 |  | 0
2005-08-13 |  | 0
2005-08-14 |  | 0
2005-08-15 |  | 0
2005-08-16 |  | 0
2005-08-17 |  | 0
2005-08-18 |  | 0
2005-08-19 |  | 0
2005-08-20 |  | 0
2005-08-21 |  | 0
2005-08-22 |  | 0
2005-08-23 |  | 0
2005-08-24 |  | 0
2005-08-25 |  | 0
2005-08-26 |  | 0
2005-08-27 |  | 0
2005-08-28 |  | 0
2005-08-29 |  | 0
2005-08-30 |  | 0
2005-08-31 |  | 0
2005-09-01 | 81.864 | 0.29471
2005-09-02 | 81.447 | 0.29321
2005-09-03 | 78.956 | 0.28424
2005-09-04 | 78.134 | 0.28128
2005-09-05 | 75.69 | 0.27248
2005-09-06 | 75.284 | 0.27102
2005-09-07 | 75.284 | 0.27102
2005-09-08 | 75.284 | 0.27102
2005-09-09 | 74.883 | 0.26958
2005-09-10 | 72.092 | 0.25953
2005-09-11 | 69.346 | 0.24965
2005-09-12 | 68.956 | 0.24824
2005-09-13 | 68.571 | 0.24686
2005-09-14 | 66.269 | 0.23857
2005-09-15 | 65.887 | 0.23719
2005-09-16 | 65.51 | 0.23584
2005-09-17 | 63.256 | 0.22772
2005-09-18 | 62.882 | 0.22638
2005-09-19 | 62.512 | 0.22504
2005-09-20 | 60.307 | 0.21711
2005-09-21 | 59.579 | 0.21448
2005-09-22 | 57.422 | 0.20672
2005-09-23 | 57.064 | 0.20543
2005-09-24 | 56.711 | 0.20416
2005-09-25 | 54.602 | 0.19657
2005-09-26 | 53.907 | 0.19407
2005-09-27 | 51.509 | 0.18543
2005-09-28 | 48.827 | 0.17578
2005-09-29 | 46.21 | 0.16636
2005-09-30 | 43.972 | 0.1583
2005-10-01 | 43.655 | 0.15716
2005-10-02 | 43.343 | 0.15603
2005-10-03 | 41.479 | 0.14932
2005-10-04 | 40.866 | 0.14712
2005-10-05 | 39.053 | 0.14059
2005-10-06 | 38.457 | 0.13845
2005-10-07 | 36.693 | 0.13209
2005-10-08 | 36.114 | 0.13001
2005-10-09 | 34.401 | 0.12384
2005-10-10 | 33.838 | 0.12182
2005-10-11 | 32.176 | 0.11583
2005-10-12 | 31.901 | 0.11484
2005-10-13 | 31.63 | 0.11387
2005-10-14 | 30.019 | 0.10807
2005-10-15 | 29.491 | 0.10617
2005-10-16 | 27.931 | 0.10055
2005-10-17 | 27.419 | 0.098708
2005-10-18 | 25.666 | 0.092398
2005-10-19 | 23.961 | 0.08626
2005-10-20 | 23.484 | 0.084542
2005-10-21 | 21.853 | 0.078671
2005-10-22 | 20.27 | 0.072972
2005-10-23 | 19.828 | 0.071381
2005-10-24 | 18.321 | 0.065956
2005-10-25 | 16.862 | 0.060703
2005-10-26 | 16.657 | 0.059965
2005-10-27 | 16.457 | 0.059245
2005-10-28 | 15.266 | 0.054958
2005-10-29 | 14.879 | 0.053564
2005-10-30 | 13.743 | 0.049475
2005-10-31 | 13.556 | 0.048802
2005-11-01 | 13.556 | 0.048802
2005-11-02 | 13.556 | 0.048802
2005-11-03 | 13.556 | 0.048802
2005-11-04 | 13.556 | 0.048802
2005-11-05 | 13.556 | 0.048802
2005-11-06 | 13.556 | 0.048802
2005-11-07 | 13.556 | 0.048802
2005-11-08 | 13.556 | 0.048802
2005-11-09 | 13.556 | 0.048802
2005-11-10 | 13.373 | 0.048143
2005-11-11 | 12.293 | 0.044255
2005-11-12 | 12.115 | 0.043614
2005-11-13 | 12.115 | 0.043614
2005-11-14 | 12.115 | 0.043614
2005-11-15 | 11.942 | 0.042991
2005-11-16 | 10.917 | 0.039301
2005-11-17 | 10.748 | 0.038693
2005-11-18 | 10.748 | 0.038693
2005-11-19 | 10.748 | 0.038693
2005-11-20 | 10.748 | 0.038693
2005-11-21 | 10.748 | 0.038693
2005-11-22 | 10.748 | 0.038693
2005-11-23 | 10.748 | 0.038693
2005-11-24 | 10.748 | 0.038693
2005-11-25 | 10.584 | 0.038102
2005-11-26 | 9.615 | 0.034614
2005-11-27 | 9.456 | 0.034042
2005-11-28 | 9.456 | 0.034042
2005-11-29 | 9.456 | 0.034042
2005-11-30 | 9.456 | 0.034042

## snapshots
time
2024-01-01
2024-01-01 01:00
2024-01-01 02:00
2024-01-01 03:00
2024-01-01 04:00
2024-01-01 05:00
2024-01-01 06:00
2024-01-01 07:00
2024-01-01 08:00
2024-01-01 09:00
2024-01-01 10:00
2024-01-01 11:00
2024-01-01 12:00
2024-01-01 13:00
2024-01-01 14:00
2024-01-01 15:00
2024-01-01 16:00
2024-01-01 17:00
2024-01-01 18:00
2024-01-01 19:00
2024-01-01 20:00
2024-01-01 21:00
2024-01-01 22:00
2024-01-01 23:00
2024-01-02
2024-01-02 01:00
2024-01-02 02:00
2024-01-02 03:00
2024-01-02 04:00
2024-01-02 05:00
2024-01-02 06:00
2024-01-02 07:00
2024-01-02 08:00
2024-01-02 09:00
2024-01-02 10:00
2024-01-02 11:00
2024-01-02 12:00
2024-01-02 13:00
2024-01-02 14:00
2024-01-02 15:00
2024-01-02 16:00
2024-01-02 17:00
2024-01-02 18:00
2024-01-02 19:00
2024-01-02 20:00
2024-01-02 21:00
2024-01-02 22:00
2024-01-02 23:00
2024-01-03
2024-01-03 01:00
2024-01-03 02:00
2024-01-03 03:00
2024-01-03 04:00
2024-01-03 05:00
2024-01-03 06:00
2024-01-03 07:00
2024-01-03 08:00
2024-01-03 09:00
2024-01-03 10:00
2024-01-03 11:00
2024-01-03 12:00
2024-01-03 13:00
2024-01-03 14:00
2024-01-03 15:00
2024-01-03 16:00
2024-01-03 17:00
2024-01-03 18:00
2024-01-03 19:00
2024-01-03 20:00
2024-01-03 21:00
2024-01-03 22:00
2024-01-03 23:00
2024-01-04
2024-01-04 01:00
2024-01-04 02:00
2024-01-04 03:00
2024-01-04 04:00
2024-01-04 05:00
2024-01-04 06:00
2024-01-04 07:00
2024-01-04 08:00
2024-01-04 09:00
2024-01-04 10:00
2024-01-04 11:00
2024-01-04 12:00
2024-01-04 13:00
2024-01-04 14:00
2024-01-04 15:00
2024-01-04 16:00
2024-01-04 17:00
2024-01-04 18:00
2024-01-04 19:00
2024-01-04 20:00
2024-01-04 21:00
2024-01-04 22:00
2024-01-04 23:00
2024-01-05
2024-01-05 01:00
2024-01-05 02:00
2024-01-05 03:00
2024-01-05 04:00
2024-01-05 05:00
2024-01-05 06:00
2024-01-05 07:00
2024-01-05 08:00
2024-01-05 09:00
2024-01-05 10:00
2024-01-05 11:00
2024-01-05 12:00
2024-01-05 13:00
2024-01-05 14:00
2024-01-05 15:00
2024-01-05 16:00
2024-01-05 17:00
2024-01-05 18:00
2024-01-05 19:00
2024-01-05 20:00
2024-01-05 21:00
2024-01-05 22:00
2024-01-05 23:00
2024-01-06
2024-01-06 01:00
2024-01-06 02:00
2024-01-06 03:00
2024-01-06 04:00
2024-01-06 05:00
2024-01-06 06:00
2024-01-06 07:00
2024-01-06 08:00
2024-01-06 09:00
2024-01-06 10:00
2024-01-06 11:00
2024-01-06 12:00
2024-01-06 13:00
2024-01-06 14:00
2024-01-06 15:00
2024-01-06 16:00
2024-01-06 17:00
2024-01-06 18:00
2024-01-06 19:00
2024-01-06 20:00
2024-01-06 21:00
2024-01-06 22:00
2024-01-06 23:00
2024-01-07
2024-01-07 01:00
2024-01-07 02:00
2024-01-07 03:00
2024-01-07 04:00
2024-01-07 05:00
2024-01-07 06:00
2024-01-07 07:00
2024-01-07 08:00
2024-01-07 09:00
2024-01-07 10:00
2024-01-07 11:00
2024-01-07 12:00
2024-01-07 13:00
2024-01-07 14:00
2024-01-07 15:00
2024-01-07 16:00
2024-01-07 17:00
2024-01-07 18:00
2024-01-07 19:00
2024-01-07 20:00
2024-01-07 21:00
2024-01-07 22:00
2024-01-07 23:00
2024-01-08
2024-01-08 01:00
2024-01-08 02:00
2024-01-08 03:00
2024-01-08 04:00
2024-01-08 05:00
2024-01-08 06:00
2024-01-08 07:00
2024-01-08 08:00
2024-01-08 09:00
2024-01-08 10:00
2024-01-08 11:00
2024-01-08 12:00
2024-01-08 13:00
2024-01-08 14:00
2024-01-08 15:00
2024-01-08 16:00
2024-01-08 17:00
2024-01-08 18:00
2024-01-08 19:00
2024-01-08 20:00
2024-01-08 21:00
2024-01-08 22:00
2024-01-08 23:00
2024-01-09
2024-01-09 01:00
2024-01-09 02:00
2024-01-09 03:00
2024-01-09 04:00
2024-01-09 05:00
2024-01-09 06:00
2024-01-09 07:00
2024-01-09 08:00
2024-01-09 09:00
2024-01-09 10:00
2024-01-09 11:00
2024-01-09 12:00
2024-01-09 13:00
2024-01-09 14:00
2024-01-09 15:00
2024-01-09 16:00
2024-01-09 17:00
2024-01-09 18:00
2024-01-09 19:00
2024-01-09 20:00
2024-01-09 21:00
2024-01-09 22:00
2024-01-09 23:00
2024-01-10
2024-01-10 01:00
2024-01-10 02:00
2024-01-10 03:00
2024-01-10 04:00
2024-01-10 05:00
2024-01-10 06:00
2024-01-10 07:00
2024-01-10 08:00
2024-01-10 09:00
2024-01-10 10:00
2024-01-10 11:00
2024-01-10 12:00
2024-01-10 13:00
2024-01-10 14:00
2024-01-10 15:00
2024-01-10 16:00
2024-01-10 17:00
2024-01-10 18:00
2024-01-10 19:00
2024-01-10 20:00
2024-01-10 21:00
2024-01-10 22:00
2024-01-10 23:00
2024-01-11
2024-01-11 01:00
2024-01-11 02:00
2024-01-11 03:00
2024-01-11 04:00
2024-01-11 05:00
2024-01-11 06:00
2024-01-11 07:00
2024-01-11 08:00
2024-01-11 09:00
2024-01-11 10:00
2024-01-11 11:00
2024-01-11 12:00
2024-01-11 13:00
2024-01-11 14:00
2024-01-11 15:00
2024-01-11 16:00
2024-01-11 17:00
2024-01-11 18:00
2024-01-11 19:00
2024-01-11 20:00
2024-01-11 21:00
2024-01-11 22:00
2024-01-11 23:00
2024-01-12
2024-01-12 01:00
2024-01-12 02:00
2024-01-12 03:00
2024-01-12 04:00
2024-01-12 05:00
2024-01-12 06:00
2024-01-12 07:00
2024-01-12 08:00
2024-01-12 09:00
2024-01-12 10:00
2024-01-12 11:00
2024-01-12 12:00
2024-01-12 13:00
2024-01-12 14:00
2024-01-12 15:00
2024-01-12 16:00
2024-01-12 17:00
2024-01-12 18:00
2024-01-12 19:00
2024-01-12 20:00
2024-01-12 21:00
2024-01-12 22:00
2024-01-12 23:00
2024-01-13
2024-01-13 01:00
2024-01-13 02:00
2024-01-13 03:00
2024-01-13 04:00
2024-01-13 05:00
2024-01-13 06:00
2024-01-13 07:00
2024-01-13 08:00
2024-01-13 09:00
2024-01-13 10:00
2024-01-13 11:00
2024-01-13 12:00
2024-01-13 13:00
2024-01-13 14:00
2024-01-13 15:00
2024-01-13 16:00
2024-01-13 17:00
2024-01-13 18:00
2024-01-13 19:00
2024-01-13 20:00
2024-01-13 21:00
2024-01-13 22:00
2024-01-13 23:00
2024-01-14
2024-01-14 01:00
2024-01-14 02:00
2024-01-14 03:00
2024-01-14 04:00
2024-01-14 05:00
2024-01-14 06:00
2024-01-14 07:00
2024-01-14 08:00
2024-01-14 09:00
2024-01-14 10:00
2024-01-14 11:00
2024-01-14 12:00
2024-01-14 13:00
2024-01-14 14:00
2024-01-14 15:00
2024-01-14 16:00
2024-01-14 17:00
2024-01-14 18:00
2024-01-14 19:00
2024-01-14 20:00
2024-01-14 21:00
2024-01-14 22:00
2024-01-14 23:00
2024-01-15
2024-01-15 01:00
2024-01-15 02:00
2024-01-15 03:00
2024-01-15 04:00
2024-01-15 05:00
2024-01-15 06:00
2024-01-15 07:00
2024-01-15 08:00
2024-01-15 09:00
2024-01-15 10:00
2024-01-15 11:00
2024-01-15 12:00
2024-01-15 13:00
2024-01-15 14:00
2024-01-15 15:00
2024-01-15 16:00
2024-01-15 17:00
2024-01-15 18:00
2024-01-15 19:00
2024-01-15 20:00
2024-01-15 21:00
2024-01-15 22:00
2024-01-15 23:00
2024-01-16
2024-01-16 01:00
2024-01-16 02:00
2024-01-16 03:00
2024-01-16 04:00
2024-01-16 05:00
2024-01-16 06:00
2024-01-16 07:00
2024-01-16 08:00
2024-01-16 09:00
2024-01-16 10:00
2024-01-16 11:00
2024-01-16 12:00
2024-01-16 13:00
2024-01-16 14:00
2024-01-16 15:00
2024-01-16 16:00
2024-01-16 17:00
2024-01-16 18:00
2024-01-16 19:00
2024-01-16 20:00
2024-01-16 21:00
2024-01-16 22:00
2024-01-16 23:00
2024-01-17
2024-01-17 01:00
2024-01-17 02:00
2024-01-17 03:00
2024-01-17 04:00
2024-01-17 05:00
2024-01-17 06:00
2024-01-17 07:00
2024-01-17 08:00
2024-01-17 09:00
2024-01-17 10:00
2024-01-17 11:00
2024-01-17 12:00
2024-01-17 13:00
2024-01-17 14:00
2024-01-17 15:00
2024-01-17 16:00
2024-01-17 17:00
2024-01-17 18:00
2024-01-17 19:00
2024-01-17 20:00
2024-01-17 21:00
2024-01-17 22:00
2024-01-17 23:00
2024-01-18
2024-01-18 01:00
2024-01-18 02:00
2024-01-18 03:00
2024-01-18 04:00
2024-01-18 05:00
2024-01-18 06:00
2024-01-18 07:00
2024-01-18 08:00
2024-01-18 09:00
2024-01-18 10:00
2024-01-18 11:00
2024-01-18 12:00
2024-01-18 13:00
2024-01-18 14:00
2024-01-18 15:00
2024-01-18 16:00
2024-01-18 17:00
2024-01-18 18:00
2024-01-18 19:00
2024-01-18 20:00
2024-01-18 21:00
2024-01-18 22:00
2024-01-18 23:00
2024-01-19
2024-01-19 01:00
2024-01-19 02:00
2024-01-19 03:00
2024-01-19 04:00
2024-01-19 05:00
2024-01-19 06:00
2024-01-19 07:00
2024-01-19 08:00
2024-01-19 09:00
2024-01-19 10:00
2024-01-19 11:00
2024-01-19 12:00
2024-01-19 13:00
2024-01-19 14:00
2024-01-19 15:00
2024-01-19 16:00
2024-01-19 17:00
2024-01-19 18:00
2024-01-19 19:00
2024-01-19 20:00
2024-01-19 21:00
2024-01-19 22:00
2024-01-19 23:00
2024-01-20
2024-01-20 01:00
2024-01-20 02:00
2024-01-20 03:00
2024-01-20 04:00
2024-01-20 05:00
2024-01-20 06:00
2024-01-20 07:00
2024-01-20 08:00
2024-01-20 09:00
2024-01-20 10:00
2024-01-20 11:00
2024-01-20 12:00
2024-01-20 13:00
2024-01-20 14:00
2024-01-20 15:00
2024-01-20 16:00
2024-01-20 17:00
2024-01-20 18:00
2024-01-20 19:00
2024-01-20 20:00
2024-01-20 21:00
2024-01-20 22:00
2024-01-20 23:00
2024-01-21
2024-01-21 01:00
2024-01-21 02:00
2024-01-21 03:00
2024-01-21 04:00
2024-01-21 05:00
2024-01-21 06:00
2024-01-21 07:00
2024-01-21 08:00
2024-01-21 09:00
2024-01-21 10:00
2024-01-21 11:00
2024-01-21 12:00
2024-01-21 13:00
2024-01-21 14:00
2024-01-21 15:00
2024-01-21 16:00
2024-01-21 17:00
2024-01-21 18:00
2024-01-21 19:00
2024-01-21 20:00
2024-01-21 21:00
2024-01-21 22:00
2024-01-21 23:00
2024-01-22
2024-01-22 01:00
2024-01-22 02:00
2024-01-22 03:00
2024-01-22 04:00
2024-01-22 05:00
2024-01-22 06:00
2024-01-22 07:00
2024-01-22 08:00
2024-01-22 09:00
2024-01-22 10:00
2024-01-22 11:00
2024-01-22 12:00
2024-01-22 13:00
2024-01-22 14:00
2024-01-22 15:00
2024-01-22 16:00
2024-01-22 17:00
2024-01-22 18:00
2024-01-22 19:00
2024-01-22 20:00
2024-01-22 21:00
2024-01-22 22:00
2024-01-22 23:00
2024-01-23
2024-01-23 01:00
2024-01-23 02:00
2024-01-23 03:00
2024-01-23 04:00
2024-01-23 05:00
2024-01-23 06:00
2024-01-23 07:00
2024-01-23 08:00
2024-01-23 09:00
2024-01-23 10:00
2024-01-23 11:00
2024-01-23 12:00
2024-01-23 13:00
2024-01-23 14:00
2024-01-23 15:00
2024-01-23 16:00
2024-01-23 17:00
2024-01-23 18:00
2024-01-23 19:00
2024-01-23 20:00
2024-01-23 21:00
2024-01-23 22:00
2024-01-23 23:00
2024-01-24
2024-01-24 01:00
2024-01-24 02:00
2024-01-24 03:00
2024-01-24 04:00
2024-01-24 05:00
2024-01-24 06:00
2024-01-24 07:00
2024-01-24 08:00
2024-01-24 09:00
2024-01-24 10:00
2024-01-24 11:00
2024-01-24 12:00
2024-01-24 13:00
2024-01-24 14:00
2024-01-24 15:00
2024-01-24 16:00
2024-01-24 17:00
2024-01-24 18:00
2024-01-24 19:00
2024-01-24 20:00
2024-01-24 21:00
2024-01-24 22:00
2024-01-24 23:00
2024-01-25
2024-01-25 01:00
2024-01-25 02:00
2024-01-25 03:00
2024-01-25 04:00
2024-01-25 05:00
2024-01-25 06:00
2024-01-25 07:00
2024-01-25 08:00
2024-01-25 09:00
2024-01-25 10:00
2024-01-25 11:00
2024-01-25 12:00
2024-01-25 13:00
2024-01-25 14:00
2024-01-25 15:00
2024-01-25 16:00
2024-01-25 17:00
2024-01-25 18:00
2024-01-25 19:00
2024-01-25 20:00
2024-01-25 21:00
2024-01-25 22:00
2024-01-25 23:00
2024-01-26
2024-01-26 01:00
2024-01-26 02:00
2024-01-26 03:00
2024-01-26 04:00
2024-01-26 05:00
2024-01-26 06:00
2024-01-26 07:00
2024-01-26 08:00
2024-01-26 09:00
2024-01-26 10:00
2024-01-26 11:00
2024-01-26 12:00
2024-01-26 13:00
2024-01-26 14:00
2024-01-26 15:00
2024-01-26 16:00
2024-01-26 17:00
2024-01-26 18:00
2024-01-26 19:00
2024-01-26 20:00
2024-01-26 21:00
2024-01-26 22:00
2024-01-26 23:00
2024-01-27
2024-01-27 01:00
2024-01-27 02:00
2024-01-27 03:00
2024-01-27 04:00
2024-01-27 05:00
2024-01-27 06:00
2024-01-27 07:00
2024-01-27 08:00
2024-01-27 09:00
2024-01-27 10:00
2024-01-27 11:00
2024-01-27 12:00
2024-01-27 13:00
2024-01-27 14:00
2024-01-27 15:00
2024-01-27 16:00
2024-01-27 17:00
2024-01-27 18:00
2024-01-27 19:00
2024-01-27 20:00
2024-01-27 21:00
2024-01-27 22:00
2024-01-27 23:00
2024-01-28
2024-01-28 01:00
2024-01-28 02:00
2024-01-28 03:00
2024-01-28 04:00
2024-01-28 05:00
2024-01-28 06:00
2024-01-28 07:00
2024-01-28 08:00
2024-01-28 09:00
2024-01-28 10:00
2024-01-28 11:00
2024-01-28 12:00
2024-01-28 13:00
2024-01-28 14:00
2024-01-28 15:00
2024-01-28 16:00
2024-01-28 17:00
2024-01-28 18:00
2024-01-28 19:00
2024-01-28 20:00
2024-01-28 21:00
2024-01-28 22:00
2024-01-28 23:00
2024-01-29
2024-01-29 01:00
2024-01-29 02:00
2024-01-29 03:00
2024-01-29 04:00
2024-01-29 05:00
2024-01-29 06:00
2024-01-29 07:00
2024-01-29 08:00
2024-01-29 09:00
2024-01-29 10:00
2024-01-29 11:00
2024-01-29 12:00
2024-01-29 13:00
2024-01-29 14:00
2024-01-29 15:00
2024-01-29 16:00
2024-01-29 17:00
2024-01-29 18:00
2024-01-29 19:00
2024-01-29 20:00
2024-01-29 21:00
2024-01-29 22:00
2024-01-29 23:00
2024-01-30
2024-01-30 01:00
2024-01-30 02:00
2024-01-30 03:00
2024-01-30 04:00
2024-01-30 05:00
2024-01-30 06:00
2024-01-30 07:00
2024-01-30 08:00
2024-01-30 09:00
2024-01-30 10:00
2024-01-30 11:00
2024-01-30 12:00
2024-01-30 13:00
2024-01-30 14:00
2024-01-30 15:00
2024-01-30 16:00
2024-01-30 17:00
2024-01-30 18:00
2024-01-30 19:00
2024-01-30 20:00
2024-01-30 21:00
2024-01-30 22:00
2024-01-30 23:00
2024-01-31
2024-01-31 01:00
2024-01-31 02:00
2024-01-31 03:00
2024-01-31 04:00
2024-01-31 05:00
2024-01-31 06:00
2024-01-31 07:00
2024-01-31 08:00
2024-01-31 09:00
2024-01-31 10:00
2024-01-31 11:00
2024-01-31 12:00
2024-01-31 13:00
2024-01-31 14:00
2024-01-31 15:00
2024-01-31 16:00
2024-01-31 17:00
2024-01-31 18:00
2024-01-31 19:00
2024-01-31 20:00
2024-01-31 21:00
2024-01-31 22:00
2024-01-31 23:00
2024-02-01
2024-02-01 01:00
2024-02-01 02:00
2024-02-01 03:00
2024-02-01 04:00
2024-02-01 05:00
2024-02-01 06:00
2024-02-01 07:00
2024-02-01 08:00
2024-02-01 09:00
2024-02-01 10:00
2024-02-01 11:00
2024-02-01 12:00
2024-02-01 13:00
2024-02-01 14:00
2024-02-01 15:00
2024-02-01 16:00
2024-02-01 17:00
2024-02-01 18:00
2024-02-01 19:00
2024-02-01 20:00
2024-02-01 21:00
2024-02-01 22:00
2024-02-01 23:00
2024-02-02
2024-02-02 01:00
2024-02-02 02:00
2024-02-02 03:00
2024-02-02 04:00
2024-02-02 05:00
2024-02-02 06:00
2024-02-02 07:00
2024-02-02 08:00
2024-02-02 09:00
2024-02-02 10:00
2024-02-02 11:00
2024-02-02 12:00
2024-02-02 13:00
2024-02-02 14:00
2024-02-02 15:00
2024-02-02 16:00
2024-02-02 17:00
2024-02-02 18:00
2024-02-02 19:00
2024-02-02 20:00
2024-02-02 21:00
2024-02-02 22:00
2024-02-02 23:00
2024-02-03
2024-02-03 01:00
2024-02-03 02:00
2024-02-03 03:00
2024-02-03 04:00
2024-02-03 05:00
2024-02-03 06:00
2024-02-03 07:00
2024-02-03 08:00
2024-02-03 09:00
2024-02-03 10:00
2024-02-03 11:00
2024-02-03 12:00
2024-02-03 13:00
2024-02-03 14:00
2024-02-03 15:00
2024-02-03 16:00
2024-02-03 17:00
2024-02-03 18:00
2024-02-03 19:00
2024-02-03 20:00
2024-02-03 21:00
2024-02-03 22:00
2024-02-03 23:00
2024-02-04
2024-02-04 01:00
2024-02-04 02:00
2024-02-04 03:00
2024-02-04 04:00
2024-02-04 05:00
2024-02-04 06:00
2024-02-04 07:00
2024-02-04 08:00
2024-02-04 09:00
2024-02-04 10:00
2024-02-04 11:00
2024-02-04 12:00
2024-02-04 13:00
2024-02-04 14:00
2024-02-04 15:00
2024-02-04 16:00
2024-02-04 17:00
2024-02-04 18:00
2024-02-04 19:00
2024-02-04 20:00
2024-02-04 21:00
2024-02-04 22:00
2024-02-04 23:00
2024-02-05
2024-02-05 01:00
2024-02-05 02:00
2024-02-05 03:00
2024-02-05 04:00
2024-02-05 05:00
2024-02-05 06:00
2024-02-05 07:00
2024-02-05 08:00
2024-02-05 09:00
2024-02-05 10:00
2024-02-05 11:00
2024-02-05 12:00
2024-02-05 13:00
2024-02-05 14:00
2024-02-05 15:00
2024-02-05 16:00
2024-02-05 17:00
2024-02-05 18:00
2024-02-05 19:00
2024-02-05 20:00
2024-02-05 21:00
2024-02-05 22:00
2024-02-05 23:00
2024-02-06
2024-02-06 01:00
2024-02-06 02:00
2024-02-06 03:00
2024-02-06 04:00
2024-02-06 05:00
2024-02-06 06:00
2024-02-06 07:00
2024-02-06 08:00
2024-02-06 09:00
2024-02-06 10:00
2024-02-06 11:00
2024-02-06 12:00
2024-02-06 13:00
2024-02-06 14:00
2024-02-06 15:00
2024-02-06 16:00
2024-02-06 17:00
2024-02-06 18:00
2024-02-06 19:00
2024-02-06 20:00
2024-02-06 21:00
2024-02-06 22:00
2024-02-06 23:00
2024-02-07
2024-02-07 01:00
2024-02-07 02:00
2024-02-07 03:00
2024-02-07 04:00
2024-02-07 05:00
2024-02-07 06:00
2024-02-07 07:00
2024-02-07 08:00
2024-02-07 09:00
2024-02-07 10:00
2024-02-07 11:00
2024-02-07 12:00
2024-02-07 13:00
2024-02-07 14:00
2024-02-07 15:00
2024-02-07 16:00
2024-02-07 17:00
2024-02-07 18:00
2024-02-07 19:00
2024-02-07 20:00
2024-02-07 21:00
2024-02-07 22:00
2024-02-07 23:00
2024-02-08
2024-02-08 01:00
2024-02-08 02:00
2024-02-08 03:00
2024-02-08 04:00
2024-02-08 05:00
2024-02-08 06:00
2024-02-08 07:00
2024-02-08 08:00
2024-02-08 09:00
2024-02-08 10:00
2024-02-08 11:00
2024-02-08 12:00
2024-02-08 13:00
2024-02-08 14:00
2024-02-08 15:00
2024-02-08 16:00
2024-02-08 17:00
2024-02-08 18:00
2024-02-08 19:00
2024-02-08 20:00
2024-02-08 21:00
2024-02-08 22:00
2024-02-08 23:00
2024-02-09
2024-02-09 01:00
2024-02-09 02:00
2024-02-09 03:00
2024-02-09 04:00
2024-02-09 05:00
2024-02-09 06:00
2024-02-09 07:00
2024-02-09 08:00
2024-02-09 09:00
2024-02-09 10:00
2024-02-09 11:00
2024-02-09 12:00
2024-02-09 13:00
2024-02-09 14:00
2024-02-09 15:00
2024-02-09 16:00
2024-02-09 17:00
2024-02-09 18:00
2024-02-09 19:00
2024-02-09 20:00
2024-02-09 21:00
2024-02-09 22:00
2024-02-09 23:00
2024-02-10
2024-02-10 01:00
2024-02-10 02:00
2024-02-10 03:00
2024-02-10 04:00
2024-02-10 05:00
2024-02-10 06:00
2024-02-10 07:00
2024-02-10 08:00
2024-02-10 09:00
2024-02-10 10:00
2024-02-10 11:00
2024-02-10 12:00
2024-02-10 13:00
2024-02-10 14:00
2024-02-10 15:00
2024-02-10 16:00
2024-02-10 17:00
2024-02-10 18:00
2024-02-10 19:00
2024-02-10 20:00
2024-02-10 21:00
2024-02-10 22:00
2024-02-10 23:00
2024-02-11
2024-02-11 01:00
2024-02-11 02:00
2024-02-11 03:00
2024-02-11 04:00
2024-02-11 05:00
2024-02-11 06:00
2024-02-11 07:00
2024-02-11 08:00
2024-02-11 09:00
2024-02-11 10:00
2024-02-11 11:00
2024-02-11 12:00
2024-02-11 13:00
2024-02-11 14:00
2024-02-11 15:00
2024-02-11 16:00
2024-02-11 17:00
2024-02-11 18:00
2024-02-11 19:00
2024-02-11 20:00
2024-02-11 21:00
2024-02-11 22:00
2024-02-11 23:00
2024-02-12
2024-02-12 01:00
2024-02-12 02:00
2024-02-12 03:00
2024-02-12 04:00
2024-02-12 05:00
2024-02-12 06:00
2024-02-12 07:00
2024-02-12 08:00
2024-02-12 09:00
2024-02-12 10:00
2024-02-12 11:00
2024-02-12 12:00
2024-02-12 13:00
2024-02-12 14:00
2024-02-12 15:00
2024-02-12 16:00
2024-02-12 17:00
2024-02-12 18:00
2024-02-12 19:00
2024-02-12 20:00
2024-02-12 21:00
2024-02-12 22:00
2024-02-12 23:00
2024-02-13
2024-02-13 01:00
2024-02-13 02:00
2024-02-13 03:00
2024-02-13 04:00
2024-02-13 05:00
2024-02-13 06:00
2024-02-13 07:00
2024-02-13 08:00
2024-02-13 09:00
2024-02-13 10:00
2024-02-13 11:00
2024-02-13 12:00
2024-02-13 13:00
2024-02-13 14:00
2024-02-13 15:00
2024-02-13 16:00
2024-02-13 17:00
2024-02-13 18:00
2024-02-13 19:00
2024-02-13 20:00
2024-02-13 21:00
2024-02-13 22:00
2024-02-13 23:00
2024-02-14
2024-02-14 01:00
2024-02-14 02:00
2024-02-14 03:00
2024-02-14 04:00
2024-02-14 05:00
2024-02-14 06:00
2024-02-14 07:00
2024-02-14 08:00
2024-02-14 09:00
2024-02-14 10:00
2024-02-14 11:00
2024-02-14 12:00
2024-02-14 13:00
2024-02-14 14:00
2024-02-14 15:00
2024-02-14 16:00
2024-02-14 17:00
2024-02-14 18:00
2024-02-14 19:00
2024-02-14 20:00
2024-02-14 21:00
2024-02-14 22:00
2024-02-14 23:00
2024-02-15
2024-02-15 01:00
2024-02-15 02:00
2024-02-15 03:00
2024-02-15 04:00
2024-02-15 05:00
2024-02-15 06:00
2024-02-15 07:00
2024-02-15 08:00
2024-02-15 09:00
2024-02-15 10:00
2024-02-15 11:00
2024-02-15 12:00
2024-02-15 13:00
2024-02-15 14:00
2024-02-15 15:00
2024-02-15 16:00
2024-02-15 17:00
2024-02-15 18:00
2024-02-15 19:00
2024-02-15 20:00
2024-02-15 21:00
2024-02-15 22:00
2024-02-15 23:00
2024-02-16
2024-02-16 01:00
2024-02-16 02:00
2024-02-16 03:00
2024-02-16 04:00
2024-02-16 05:00
2024-02-16 06:00
2024-02-16 07:00
2024-02-16 08:00
2024-02-16 09:00
2024-02-16 10:00
2024-02-16 11:00
2024-02-16 12:00
2024-02-16 13:00
2024-02-16 14:00
2024-02-16 15:00
2024-02-16 16:00
2024-02-16 17:00
2024-02-16 18:00
2024-02-16 19:00
2024-02-16 20:00
2024-02-16 21:00
2024-02-16 22:00
2024-02-16 23:00
2024-02-17
2024-02-17 01:00
2024-02-17 02:00
2024-02-17 03:00
2024-02-17 04:00
2024-02-17 05:00
2024-02-17 06:00
2024-02-17 07:00
2024-02-17 08:00
2024-02-17 09:00
2024-02-17 10:00
2024-02-17 11:00
2024-02-17 12:00
2024-02-17 13:00
2024-02-17 14:00
2024-02-17 15:00
2024-02-17 16:00
2024-02-17 17:00
2024-02-17 18:00
2024-02-17 19:00
2024-02-17 20:00
2024-02-17 21:00
2024-02-17 22:00
2024-02-17 23:00
2024-02-18
2024-02-18 01:00
2024-02-18 02:00
2024-02-18 03:00
2024-02-18 04:00
2024-02-18 05:00
2024-02-18 06:00
2024-02-18 07:00
2024-02-18 08:00
2024-02-18 09:00
2024-02-18 10:00
2024-02-18 11:00
2024-02-18 12:00
2024-02-18 13:00
2024-02-18 14:00
2024-02-18 15:00
2024-02-18 16:00
2024-02-18 17:00
2024-02-18 18:00
2024-02-18 19:00
2024-02-18 20:00
2024-02-18 21:00
2024-02-18 22:00
2024-02-18 23:00
2024-02-19
2024-02-19 01:00
2024-02-19 02:00
2024-02-19 03:00
2024-02-19 04:00
2024-02-19 05:00
2024-02-19 06:00
2024-02-19 07:00
2024-02-19 08:00
2024-02-19 09:00
2024-02-19 10:00
2024-02-19 11:00
2024-02-19 12:00
2024-02-19 13:00
2024-02-19 14:00
2024-02-19 15:00
2024-02-19 16:00
2024-02-19 17:00
2024-02-19 18:00
2024-02-19 19:00
2024-02-19 20:00
2024-02-19 21:00
2024-02-19 22:00
2024-02-19 23:00
2024-02-20
2024-02-20 01:00
2024-02-20 02:00
2024-02-20 03:00
2024-02-20 04:00
2024-02-20 05:00
2024-02-20 06:00
2024-02-20 07:00
2024-02-20 08:00
2024-02-20 09:00
2024-02-20 10:00
2024-02-20 11:00
2024-02-20 12:00
2024-02-20 13:00
2024-02-20 14:00
2024-02-20 15:00
2024-02-20 16:00
2024-02-20 17:00
2024-02-20 18:00
2024-02-20 19:00
2024-02-20 20:00
2024-02-20 21:00
2024-02-20 22:00
2024-02-20 23:00
2024-02-21
2024-02-21 01:00
2024-02-21 02:00
2024-02-21 03:00
2024-02-21 04:00
2024-02-21 05:00
2024-02-21 06:00
2024-02-21 07:00
2024-02-21 08:00
2024-02-21 09:00
2024-02-21 10:00
2024-02-21 11:00
2024-02-21 12:00
2024-02-21 13:00
2024-02-21 14:00
2024-02-21 15:00
2024-02-21 16:00
2024-02-21 17:00
2024-02-21 18:00
2024-02-21 19:00
2024-02-21 20:00
2024-02-21 21:00
2024-02-21 22:00
2024-02-21 23:00
2024-02-22
2024-02-22 01:00
2024-02-22 02:00
2024-02-22 03:00
2024-02-22 04:00
2024-02-22 05:00
2024-02-22 06:00
2024-02-22 07:00
2024-02-22 08:00
2024-02-22 09:00
2024-02-22 10:00
2024-02-22 11:00
2024-02-22 12:00
2024-02-22 13:00
2024-02-22 14:00
2024-02-22 15:00
2024-02-22 16:00
2024-02-22 17:00
2024-02-22 18:00
2024-02-22 19:00
2024-02-22 20:00
2024-02-22 21:00
2024-02-22 22:00
2024-02-22 23:00
2024-02-23
2024-02-23 01:00
2024-02-23 02:00
2024-02-23 03:00
2024-02-23 04:00
2024-02-23 05:00
2024-02-23 06:00
2024-02-23 07:00
2024-02-23 08:00
2024-02-23 09:00
2024-02-23 10:00
2024-02-23 11:00
2024-02-23 12:00
2024-02-23 13:00
2024-02-23 14:00
2024-02-23 15:00
2024-02-23 16:00
2024-02-23 17:00
2024-02-23 18:00
2024-02-23 19:00
2024-02-23 20:00
2024-02-23 21:00
2024-02-23 22:00
2024-02-23 23:00
2024-02-24
2024-02-24 01:00
2024-02-24 02:00
2024-02-24 03:00
2024-02-24 04:00
2024-02-24 05:00
2024-02-24 06:00
2024-02-24 07:00
2024-02-24 08:00
2024-02-24 09:00
2024-02-24 10:00
2024-02-24 11:00
2024-02-24 12:00
2024-02-24 13:00
2024-02-24 14:00
2024-02-24 15:00
2024-02-24 16:00
2024-02-24 17:00
2024-02-24 18:00
2024-02-24 19:00
2024-02-24 20:00
2024-02-24 21:00
2024-02-24 22:00
2024-02-24 23:00
2024-02-25
2024-02-25 01:00
2024-02-25 02:00
2024-02-25 03:00
2024-02-25 04:00
2024-02-25 05:00
2024-02-25 06:00
2024-02-25 07:00
2024-02-25 08:00
2024-02-25 09:00
2024-02-25 10:00
2024-02-25 11:00
2024-02-25 12:00
2024-02-25 13:00
2024-02-25 14:00
2024-02-25 15:00
2024-02-25 16:00
2024-02-25 17:00
2024-02-25 18:00
2024-02-25 19:00
2024-02-25 20:00
2024-02-25 21:00
2024-02-25 22:00
2024-02-25 23:00
2024-02-26
2024-02-26 01:00
2024-02-26 02:00
2024-02-26 03:00
2024-02-26 04:00
2024-02-26 05:00
2024-02-26 06:00
2024-02-26 07:00
2024-02-26 08:00
2024-02-26 09:00
2024-02-26 10:00
2024-02-26 11:00
2024-02-26 12:00
2024-02-26 13:00
2024-02-26 14:00
2024-02-26 15:00
2024-02-26 16:00
2024-02-26 17:00
2024-02-26 18:00
2024-02-26 19:00
2024-02-26 20:00
2024-02-26 21:00
2024-02-26 22:00
2024-02-26 23:00
2024-02-27
2024-02-27 01:00
2024-02-27 02:00
2024-02-27 03:00
2024-02-27 04:00
2024-02-27 05:00
2024-02-27 06:00
2024-02-27 07:00
2024-02-27 08:00
2024-02-27 09:00
2024-02-27 10:00
2024-02-27 11:00
2024-02-27 12:00
2024-02-27 13:00
2024-02-27 14:00
2024-02-27 15:00
2024-02-27 16:00
2024-02-27 17:00
2024-02-27 18:00
2024-02-27 19:00
2024-02-27 20:00
2024-02-27 21:00
2024-02-27 22:00
2024-02-27 23:00
2024-02-28
2024-02-28 01:00
2024-02-28 02:00
2024-02-28 03:00
2024-02-28 04:00
2024-02-28 05:00
2024-02-28 06:00
2024-02-28 07:00
2024-02-28 08:00
2024-02-28 09:00
2024-02-28 10:00
2024-02-28 11:00
2024-02-28 12:00
2024-02-28 13:00
2024-02-28 14:00
2024-02-28 15:00
2024-02-28 16:00
2024-02-28 17:00
2024-02-28 18:00
2024-02-28 19:00
2024-02-28 20:00
2024-02-28 21:00
2024-02-28 22:00
2024-02-28 23:00
2024-02-29
2024-02-29 01:00
2024-02-29 02:00
2024-02-29 03:00
2024-02-29 04:00
2024-02-29 05:00
2024-02-29 06:00
2024-02-29 07:00
2024-02-29 08:00
2024-02-29 09:00
2024-02-29 10:00
2024-02-29 11:00
2024-02-29 12:00
2024-02-29 13:00
2024-02-29 14:00
2024-02-29 15:00
2024-02-29 16:00
2024-02-29 17:00
2024-02-29 18:00
2024-02-29 19:00
2024-02-29 20:00
2024-02-29 21:00
2024-02-29 22:00
2024-02-29 23:00
2024-03-01
2024-03-01 01:00
2024-03-01 02:00
2024-03-01 03:00
2024-03-01 04:00
2024-03-01 05:00
2024-03-01 06:00
2024-03-01 07:00
2024-03-01 08:00
2024-03-01 09:00
2024-03-01 10:00
2024-03-01 11:00
2024-03-01 12:00
2024-03-01 13:00
2024-03-01 14:00
2024-03-01 15:00
2024-03-01 16:00
2024-03-01 17:00
2024-03-01 18:00
2024-03-01 19:00
2024-03-01 20:00
2024-03-01 21:00
2024-03-01 22:00
2024-03-01 23:00
2024-03-02
2024-03-02 01:00
2024-03-02 02:00
2024-03-02 03:00
2024-03-02 04:00
2024-03-02 05:00
2024-03-02 06:00
2024-03-02 07:00
2024-03-02 08:00
2024-03-02 09:00
2024-03-02 10:00
2024-03-02 11:00
2024-03-02 12:00
2024-03-02 13:00
2024-03-02 14:00
2024-03-02 15:00
2024-03-02 16:00
2024-03-02 17:00
2024-03-02 18:00
2024-03-02 19:00
2024-03-02 20:00
2024-03-02 21:00
2024-03-02 22:00
2024-03-02 23:00
2024-03-03
2024-03-03 01:00
2024-03-03 02:00
2024-03-03 03:00
2024-03-03 04:00
2024-03-03 05:00
2024-03-03 06:00
2024-03-03 07:00
2024-03-03 08:00
2024-03-03 09:00
2024-03-03 10:00
2024-03-03 11:00
2024-03-03 12:00
2024-03-03 13:00
2024-03-03 14:00
2024-03-03 15:00
2024-03-03 16:00
2024-03-03 17:00
2024-03-03 18:00
2024-03-03 19:00
2024-03-03 20:00
2024-03-03 21:00
2024-03-03 22:00
2024-03-03 23:00
2024-03-04
2024-03-04 01:00
2024-03-04 02:00
2024-03-04 03:00
2024-03-04 04:00
2024-03-04 05:00
2024-03-04 06:00
2024-03-04 07:00
2024-03-04 08:00
2024-03-04 09:00
2024-03-04 10:00
2024-03-04 11:00
2024-03-04 12:00
2024-03-04 13:00
2024-03-04 14:00
2024-03-04 15:00
2024-03-04 16:00
2024-03-04 17:00
2024-03-04 18:00
2024-03-04 19:00
2024-03-04 20:00
2024-03-04 21:00
2024-03-04 22:00
2024-03-04 23:00
2024-03-05
2024-03-05 01:00
2024-03-05 02:00
2024-03-05 03:00
2024-03-05 04:00
2024-03-05 05:00
2024-03-05 06:00
2024-03-05 07:00
2024-03-05 08:00
2024-03-05 09:00
2024-03-05 10:00
2024-03-05 11:00
2024-03-05 12:00
2024-03-05 13:00
2024-03-05 14:00
2024-03-05 15:00
2024-03-05 16:00
2024-03-05 17:00
2024-03-05 18:00
2024-03-05 19:00
2024-03-05 20:00
2024-03-05 21:00
2024-03-05 22:00
2024-03-05 23:00
2024-03-06
2024-03-06 01:00
2024-03-06 02:00
2024-03-06 03:00
2024-03-06 04:00
2024-03-06 05:00
2024-03-06 06:00
2024-03-06 07:00
2024-03-06 08:00
2024-03-06 09:00
2024-03-06 10:00
2024-03-06 11:00
2024-03-06 12:00
2024-03-06 13:00
2024-03-06 14:00
2024-03-06 15:00
2024-03-06 16:00
2024-03-06 17:00
2024-03-06 18:00
2024-03-06 19:00
2024-03-06 20:00
2024-03-06 21:00
2024-03-06 22:00
2024-03-06 23:00
2024-03-07
2024-03-07 01:00
2024-03-07 02:00
2024-03-07 03:00
2024-03-07 04:00
2024-03-07 05:00
2024-03-07 06:00
2024-03-07 07:00
2024-03-07 08:00
2024-03-07 09:00
2024-03-07 10:00
2024-03-07 11:00
2024-03-07 12:00
2024-03-07 13:00
2024-03-07 14:00
2024-03-07 15:00
2024-03-07 16:00
2024-03-07 17:00
2024-03-07 18:00
2024-03-07 19:00
2024-03-07 20:00
2024-03-07 21:00
2024-03-07 22:00
2024-03-07 23:00
2024-03-08
2024-03-08 01:00
2024-03-08 02:00
2024-03-08 03:00
2024-03-08 04:00
2024-03-08 05:00
2024-03-08 06:00
2024-03-08 07:00
2024-03-08 08:00
2024-03-08 09:00
2024-03-08 10:00
2024-03-08 11:00
2024-03-08 12:00
2024-03-08 13:00
2024-03-08 14:00
2024-03-08 15:00
2024-03-08 16:00
2024-03-08 17:00
2024-03-08 18:00
2024-03-08 19:00
2024-03-08 20:00
2024-03-08 21:00
2024-03-08 22:00
2024-03-08 23:00
2024-03-09
2024-03-09 01:00
2024-03-09 02:00
2024-03-09 03:00
2024-03-09 04:00
2024-03-09 05:00
2024-03-09 06:00
2024-03-09 07:00
2024-03-09 08:00
2024-03-09 09:00
2024-03-09 10:00
2024-03-09 11:00
2024-03-09 12:00
2024-03-09 13:00
2024-03-09 14:00
2024-03-09 15:00
2024-03-09 16:00
2024-03-09 17:00
2024-03-09 18:00
2024-03-09 19:00
2024-03-09 20:00
2024-03-09 21:00
2024-03-09 22:00
2024-03-09 23:00
2024-03-10
2024-03-10 01:00
2024-03-10 02:00
2024-03-10 03:00
2024-03-10 04:00
2024-03-10 05:00
2024-03-10 06:00
2024-03-10 07:00
2024-03-10 08:00
2024-03-10 09:00
2024-03-10 10:00
2024-03-10 11:00
2024-03-10 12:00
2024-03-10 13:00
2024-03-10 14:00
2024-03-10 15:00
2024-03-10 16:00
2024-03-10 17:00
2024-03-10 18:00
2024-03-10 19:00
2024-03-10 20:00
2024-03-10 21:00
2024-03-10 22:00
2024-03-10 23:00
2024-03-11
2024-03-11 01:00
2024-03-11 02:00
2024-03-11 03:00
2024-03-11 04:00
2024-03-11 05:00
2024-03-11 06:00
2024-03-11 07:00
2024-03-11 08:00
2024-03-11 09:00
2024-03-11 10:00
2024-03-11 11:00
2024-03-11 12:00
2024-03-11 13:00
2024-03-11 14:00
2024-03-11 15:00
2024-03-11 16:00
2024-03-11 17:00
2024-03-11 18:00
2024-03-11 19:00
2024-03-11 20:00
2024-03-11 21:00
2024-03-11 22:00
2024-03-11 23:00
2024-03-12
2024-03-12 01:00
2024-03-12 02:00
2024-03-12 03:00
2024-03-12 04:00
2024-03-12 05:00
2024-03-12 06:00
2024-03-12 07:00
2024-03-12 08:00
2024-03-12 09:00
2024-03-12 10:00
2024-03-12 11:00
2024-03-12 12:00
2024-03-12 13:00
2024-03-12 14:00
2024-03-12 15:00
2024-03-12 16:00
2024-03-12 17:00
2024-03-12 18:00
2024-03-12 19:00
2024-03-12 20:00
2024-03-12 21:00
2024-03-12 22:00
2024-03-12 23:00
2024-03-13
2024-03-13 01:00
2024-03-13 02:00
2024-03-13 03:00
2024-03-13 04:00
2024-03-13 05:00
2024-03-13 06:00
2024-03-13 07:00
2024-03-13 08:00
2024-03-13 09:00
2024-03-13 10:00
2024-03-13 11:00
2024-03-13 12:00
2024-03-13 13:00
2024-03-13 14:00
2024-03-13 15:00
2024-03-13 16:00
2024-03-13 17:00
2024-03-13 18:00
2024-03-13 19:00
2024-03-13 20:00
2024-03-13 21:00
2024-03-13 22:00
2024-03-13 23:00
2024-03-14
2024-03-14 01:00
2024-03-14 02:00
2024-03-14 03:00
2024-03-14 04:00
2024-03-14 05:00
2024-03-14 06:00
2024-03-14 07:00
2024-03-14 08:00
2024-03-14 09:00
2024-03-14 10:00
2024-03-14 11:00
2024-03-14 12:00
2024-03-14 13:00
2024-03-14 14:00
2024-03-14 15:00
2024-03-14 16:00
2024-03-14 17:00
2024-03-14 18:00
2024-03-14 19:00
2024-03-14 20:00
2024-03-14 21:00
2024-03-14 22:00
2024-03-14 23:00
2024-03-15
2024-03-15 01:00
2024-03-15 02:00
2024-03-15 03:00
2024-03-15 04:00
2024-03-15 05:00
2024-03-15 06:00
2024-03-15 07:00
2024-03-15 08:00
2024-03-15 09:00
2024-03-15 10:00
2024-03-15 11:00
2024-03-15 12:00
2024-03-15 13:00
2024-03-15 14:00
2024-03-15 15:00
2024-03-15 16:00
2024-03-15 17:00
2024-03-15 18:00
2024-03-15 19:00
2024-03-15 20:00
2024-03-15 21:00
2024-03-15 22:00
2024-03-15 23:00
2024-03-16
2024-03-16 01:00
2024-03-16 02:00
2024-03-16 03:00
2024-03-16 04:00
2024-03-16 05:00
2024-03-16 06:00
2024-03-16 07:00
2024-03-16 08:00
2024-03-16 09:00
2024-03-16 10:00
2024-03-16 11:00
2024-03-16 12:00
2024-03-16 13:00
2024-03-16 14:00
2024-03-16 15:00
2024-03-16 16:00
2024-03-16 17:00
2024-03-16 18:00
2024-03-16 19:00
2024-03-16 20:00
2024-03-16 21:00
2024-03-16 22:00
2024-03-16 23:00
2024-03-17
2024-03-17 01:00
2024-03-17 02:00
2024-03-17 03:00
2024-03-17 04:00
2024-03-17 05:00
2024-03-17 06:00
2024-03-17 07:00
2024-03-17 08:00
2024-03-17 09:00
2024-03-17 10:00
2024-03-17 11:00
2024-03-17 12:00
2024-03-17 13:00
2024-03-17 14:00
2024-03-17 15:00
2024-03-17 16:00
2024-03-17 17:00
2024-03-17 18:00
2024-03-17 19:00
2024-03-17 20:00
2024-03-17 21:00
2024-03-17 22:00
2024-03-17 23:00
2024-03-18
2024-03-18 01:00
2024-03-18 02:00
2024-03-18 03:00
2024-03-18 04:00
2024-03-18 05:00
2024-03-18 06:00
2024-03-18 07:00
2024-03-18 08:00
2024-03-18 09:00
2024-03-18 10:00
2024-03-18 11:00
2024-03-18 12:00
2024-03-18 13:00
2024-03-18 14:00
2024-03-18 15:00
2024-03-18 16:00
2024-03-18 17:00
2024-03-18 18:00
2024-03-18 19:00
2024-03-18 20:00
2024-03-18 21:00
2024-03-18 22:00
2024-03-18 23:00
2024-03-19
2024-03-19 01:00
2024-03-19 02:00
2024-03-19 03:00
2024-03-19 04:00
2024-03-19 05:00
2024-03-19 06:00
2024-03-19 07:00
2024-03-19 08:00
2024-03-19 09:00
2024-03-19 10:00
2024-03-19 11:00
2024-03-19 12:00
2024-03-19 13:00
2024-03-19 14:00
2024-03-19 15:00
2024-03-19 16:00
2024-03-19 17:00
2024-03-19 18:00
2024-03-19 19:00
2024-03-19 20:00
2024-03-19 21:00
2024-03-19 22:00
2024-03-19 23:00
2024-03-20
2024-03-20 01:00
2024-03-20 02:00
2024-03-20 03:00
2024-03-20 04:00
2024-03-20 05:00
2024-03-20 06:00
2024-03-20 07:00
2024-03-20 08:00
2024-03-20 09:00
2024-03-20 10:00
2024-03-20 11:00
2024-03-20 12:00
2024-03-20 13:00
2024-03-20 14:00
2024-03-20 15:00
2024-03-20 16:00
2024-03-20 17:00
2024-03-20 18:00
2024-03-20 19:00
2024-03-20 20:00
2024-03-20 21:00
2024-03-20 22:00
2024-03-20 23:00
2024-03-21
2024-03-21 01:00
2024-03-21 02:00
2024-03-21 03:00
2024-03-21 04:00
2024-03-21 05:00
2024-03-21 06:00
2024-03-21 07:00
2024-03-21 08:00
2024-03-21 09:00
2024-03-21 10:00
2024-03-21 11:00
2024-03-21 12:00
2024-03-21 13:00
2024-03-21 14:00
2024-03-21 15:00
2024-03-21 16:00
2024-03-21 17:00
2024-03-21 18:00
2024-03-21 19:00
2024-03-21 20:00
2024-03-21 21:00
2024-03-21 22:00
2024-03-21 23:00
2024-03-22
2024-03-22 01:00
2024-03-22 02:00
2024-03-22 03:00
2024-03-22 04:00
2024-03-22 05:00
2024-03-22 06:00
2024-03-22 07:00
2024-03-22 08:00
2024-03-22 09:00
2024-03-22 10:00
2024-03-22 11:00
2024-03-22 12:00
2024-03-22 13:00
2024-03-22 14:00
2024-03-22 15:00
2024-03-22 16:00
2024-03-22 17:00
2024-03-22 18:00
2024-03-22 19:00
2024-03-22 20:00
2024-03-22 21:00
2024-03-22 22:00
2024-03-22 23:00
2024-03-23
2024-03-23 01:00
2024-03-23 02:00
2024-03-23 03:00
2024-03-23 04:00
2024-03-23 05:00
2024-03-23 06:00
2024-03-23 07:00
2024-03-23 08:00
2024-03-23 09:00
2024-03-23 10:00
2024-03-23 11:00
2024-03-23 12:00
2024-03-23 13:00
2024-03-23 14:00
2024-03-23 15:00
2024-03-23 16:00
2024-03-23 17:00
2024-03-23 18:00
2024-03-23 19:00
2024-03-23 20:00
2024-03-23 21:00
2024-03-23 22:00
2024-03-23 23:00
2024-03-24
2024-03-24 01:00
2024-03-24 02:00
2024-03-24 03:00
2024-03-24 04:00
2024-03-24 05:00
2024-03-24 06:00
2024-03-24 07:00
2024-03-24 08:00
2024-03-24 09:00
2024-03-24 10:00
2024-03-24 11:00
2024-03-24 12:00
2024-03-24 13:00
2024-03-24 14:00
2024-03-24 15:00
2024-03-24 16:00
2024-03-24 17:00
2024-03-24 18:00
2024-03-24 19:00
2024-03-24 20:00
2024-03-24 21:00
2024-03-24 22:00
2024-03-24 23:00
2024-03-25
2024-03-25 01:00
2024-03-25 02:00
2024-03-25 03:00
2024-03-25 04:00
2024-03-25 05:00
2024-03-25 06:00
2024-03-25 07:00
2024-03-25 08:00
2024-03-25 09:00
2024-03-25 10:00
2024-03-25 11:00
2024-03-25 12:00
2024-03-25 13:00
2024-03-25 14:00
2024-03-25 15:00
2024-03-25 16:00
2024-03-25 17:00
2024-03-25 18:00
2024-03-25 19:00
2024-03-25 20:00
2024-03-25 21:00
2024-03-25 22:00
2024-03-25 23:00
2024-03-26
2024-03-26 01:00
2024-03-26 02:00
2024-03-26 03:00
2024-03-26 04:00
2024-03-26 05:00
2024-03-26 06:00
2024-03-26 07:00
2024-03-26 08:00
2024-03-26 09:00
2024-03-26 10:00
2024-03-26 11:00
2024-03-26 12:00
2024-03-26 13:00
2024-03-26 14:00
2024-03-26 15:00
2024-03-26 16:00
2024-03-26 17:00
2024-03-26 18:00
2024-03-26 19:00
2024-03-26 20:00
2024-03-26 21:00
2024-03-26 22:00
2024-03-26 23:00
2024-03-27
2024-03-27 01:00
2024-03-27 02:00
2024-03-27 03:00
2024-03-27 04:00
2024-03-27 05:00
2024-03-27 06:00
2024-03-27 07:00
2024-03-27 08:00
2024-03-27 09:00
2024-03-27 10:00
2024-03-27 11:00
2024-03-27 12:00
2024-03-27 13:00
2024-03-27 14:00
2024-03-27 15:00
2024-03-27 16:00
2024-03-27 17:00
2024-03-27 18:00
2024-03-27 19:00
2024-03-27 20:00
2024-03-27 21:00
2024-03-27 22:00
2024-03-27 23:00
2024-03-28
2024-03-28 01:00
2024-03-28 02:00
2024-03-28 03:00
2024-03-28 04:00
2024-03-28 05:00
2024-03-28 06:00
2024-03-28 07:00
2024-03-28 08:00
2024-03-28 09:00
2024-03-28 10:00
2024-03-28 11:00
2024-03-28 12:00
2024-03-28 13:00
2024-03-28 14:00
2024-03-28 15:00
2024-03-28 16:00
2024-03-28 17:00
2024-03-28 18:00
2024-03-28 19:00
2024-03-28 20:00
2024-03-28 21:00
2024-03-28 22:00
2024-03-28 23:00
2024-03-29
2024-03-29 01:00
2024-03-29 02:00
2024-03-29 03:00
2024-03-29 04:00
2024-03-29 05:00
2024-03-29 06:00
2024-03-29 07:00
2024-03-29 08:00
2024-03-29 09:00
2024-03-29 10:00
2024-03-29 11:00
2024-03-29 12:00
2024-03-29 13:00
2024-03-29 14:00
2024-03-29 15:00
2024-03-29 16:00
2024-03-29 17:00
2024-03-29 18:00
2024-03-29 19:00
2024-03-29 20:00
2024-03-29 21:00
2024-03-29 22:00
2024-03-29 23:00
2024-03-30
2024-03-30 01:00
2024-03-30 02:00
2024-03-30 03:00
2024-03-30 04:00
2024-03-30 05:00
2024-03-30 06:00
2024-03-30 07:00
2024-03-30 08:00
2024-03-30 09:00
2024-03-30 10:00
2024-03-30 11:00
2024-03-30 12:00
2024-03-30 13:00
2024-03-30 14:00
2024-03-30 15:00
2024-03-30 16:00
2024-03-30 17:00
2024-03-30 18:00
2024-03-30 19:00
2024-03-30 20:00
2024-03-30 21:00
2024-03-30 22:00
2024-03-30 23:00
2024-03-31
2024-03-31 01:00
2024-03-31 02:00
2024-03-31 03:00
2024-03-31 04:00
2024-03-31 05:00
2024-03-31 06:00
2024-03-31 07:00
2024-03-31 08:00
2024-03-31 09:00
2024-03-31 10:00
2024-03-31 11:00
2024-03-31 12:00
2024-03-31 13:00
2024-03-31 14:00
2024-03-31 15:00
2024-03-31 16:00
2024-03-31 17:00
2024-03-31 18:00
2024-03-31 19:00
2024-03-31 20:00
2024-03-31 21:00
2024-03-31 22:00
2024-03-31 23:00
2024-04-01
2024-04-01 01:00
2024-04-01 02:00
2024-04-01 03:00
2024-04-01 04:00
2024-04-01 05:00
2024-04-01 06:00
2024-04-01 07:00
2024-04-01 08:00
2024-04-01 09:00
2024-04-01 10:00
2024-04-01 11:00
2024-04-01 12:00
2024-04-01 13:00
2024-04-01 14:00
2024-04-01 15:00
2024-04-01 16:00
2024-04-01 17:00
2024-04-01 18:00
2024-04-01 19:00
2024-04-01 20:00
2024-04-01 21:00
2024-04-01 22:00
2024-04-01 23:00
2024-04-02
2024-04-02 01:00
2024-04-02 02:00
2024-04-02 03:00
2024-04-02 04:00
2024-04-02 05:00
2024-04-02 06:00
2024-04-02 07:00
2024-04-02 08:00
2024-04-02 09:00
2024-04-02 10:00
2024-04-02 11:00
2024-04-02 12:00
2024-04-02 13:00
2024-04-02 14:00
2024-04-02 15:00
2024-04-02 16:00
2024-04-02 17:00
2024-04-02 18:00
2024-04-02 19:00
2024-04-02 20:00
2024-04-02 21:00
2024-04-02 22:00
2024-04-02 23:00
2024-04-03
2024-04-03 01:00
2024-04-03 02:00
2024-04-03 03:00
2024-04-03 04:00
2024-04-03 05:00
2024-04-03 06:00
2024-04-03 07:00
2024-04-03 08:00
2024-04-03 09:00
2024-04-03 10:00
2024-04-03 11:00
2024-04-03 12:00
2024-04-03 13:00
2024-04-03 14:00
2024-04-03 15:00
2024-04-03 16:00
2024-04-03 17:00
2024-04-03 18:00
2024-04-03 19:00
2024-04-03 20:00
2024-04-03 21:00
2024-04-03 22:00
2024-04-03 23:00
2024-04-04
2024-04-04 01:00
2024-04-04 02:00
2024-04-04 03:00
2024-04-04 04:00
2024-04-04 05:00
2024-04-04 06:00
2024-04-04 07:00
2024-04-04 08:00
2024-04-04 09:00
2024-04-04 10:00
2024-04-04 11:00
2024-04-04 12:00
2024-04-04 13:00
2024-04-04 14:00
2024-04-04 15:00
2024-04-04 16:00
2024-04-04 17:00
2024-04-04 18:00
2024-04-04 19:00
2024-04-04 20:00
2024-04-04 21:00
2024-04-04 22:00
2024-04-04 23:00
2024-04-05
2024-04-05 01:00
2024-04-05 02:00
2024-04-05 03:00
2024-04-05 04:00
2024-04-05 05:00
2024-04-05 06:00
2024-04-05 07:00
2024-04-05 08:00
2024-04-05 09:00
2024-04-05 10:00
2024-04-05 11:00
2024-04-05 12:00
2024-04-05 13:00
2024-04-05 14:00
2024-04-05 15:00
2024-04-05 16:00
2024-04-05 17:00
2024-04-05 18:00
2024-04-05 19:00
2024-04-05 20:00
2024-04-05 21:00
2024-04-05 22:00
2024-04-05 23:00
2024-04-06
2024-04-06 01:00
2024-04-06 02:00
2024-04-06 03:00
2024-04-06 04:00
2024-04-06 05:00
2024-04-06 06:00
2024-04-06 07:00
2024-04-06 08:00
2024-04-06 09:00
2024-04-06 10:00
2024-04-06 11:00
2024-04-06 12:00
2024-04-06 13:00
2024-04-06 14:00
2024-04-06 15:00
2024-04-06 16:00
2024-04-06 17:00
2024-04-06 18:00
2024-04-06 19:00
2024-04-06 20:00
2024-04-06 21:00
2024-04-06 22:00
2024-04-06 23:00
2024-04-07
2024-04-07 01:00
2024-04-07 02:00
2024-04-07 03:00
2024-04-07 04:00
2024-04-07 05:00
2024-04-07 06:00
2024-04-07 07:00
2024-04-07 08:00
2024-04-07 09:00
2024-04-07 10:00
2024-04-07 11:00
2024-04-07 12:00
2024-04-07 13:00
2024-04-07 14:00
2024-04-07 15:00
2024-04-07 16:00
2024-04-07 17:00
2024-04-07 18:00
2024-04-07 19:00
2024-04-07 20:00
2024-04-07 21:00
2024-04-07 22:00
2024-04-07 23:00
2024-04-08
2024-04-08 01:00
2024-04-08 02:00
2024-04-08 03:00
2024-04-08 04:00
2024-04-08 05:00
2024-04-08 06:00
2024-04-08 07:00
2024-04-08 08:00
2024-04-08 09:00
2024-04-08 10:00
2024-04-08 11:00
2024-04-08 12:00
2024-04-08 13:00
2024-04-08 14:00
2024-04-08 15:00
2024-04-08 16:00
2024-04-08 17:00
2024-04-08 18:00
2024-04-08 19:00
2024-04-08 20:00
2024-04-08 21:00
2024-04-08 22:00
2024-04-08 23:00
2024-04-09
2024-04-09 01:00
2024-04-09 02:00
2024-04-09 03:00
2024-04-09 04:00
2024-04-09 05:00
2024-04-09 06:00
2024-04-09 07:00
2024-04-09 08:00
2024-04-09 09:00
2024-04-09 10:00
2024-04-09 11:00
2024-04-09 12:00
2024-04-09 13:00
2024-04-09 14:00
2024-04-09 15:00
2024-04-09 16:00
2024-04-09 17:00
2024-04-09 18:00
2024-04-09 19:00
2024-04-09 20:00
2024-04-09 21:00
2024-04-09 22:00
2024-04-09 23:00
2024-04-10
2024-04-10 01:00
2024-04-10 02:00
2024-04-10 03:00
2024-04-10 04:00
2024-04-10 05:00
2024-04-10 06:00
2024-04-10 07:00
2024-04-10 08:00
2024-04-10 09:00
2024-04-10 10:00
2024-04-10 11:00
2024-04-10 12:00
2024-04-10 13:00
2024-04-10 14:00
2024-04-10 15:00
2024-04-10 16:00
2024-04-10 17:00
2024-04-10 18:00
2024-04-10 19:00
2024-04-10 20:00
2024-04-10 21:00
2024-04-10 22:00
2024-04-10 23:00
2024-04-11
2024-04-11 01:00
2024-04-11 02:00
2024-04-11 03:00
2024-04-11 04:00
2024-04-11 05:00
2024-04-11 06:00
2024-04-11 07:00
2024-04-11 08:00
2024-04-11 09:00
2024-04-11 10:00
2024-04-11 11:00
2024-04-11 12:00
2024-04-11 13:00
2024-04-11 14:00
2024-04-11 15:00
2024-04-11 16:00
2024-04-11 17:00
2024-04-11 18:00
2024-04-11 19:00
2024-04-11 20:00
2024-04-11 21:00
2024-04-11 22:00
2024-04-11 23:00
2024-04-12
2024-04-12 01:00
2024-04-12 02:00
2024-04-12 03:00
2024-04-12 04:00
2024-04-12 05:00
2024-04-12 06:00
2024-04-12 07:00
2024-04-12 08:00
2024-04-12 09:00
2024-04-12 10:00
2024-04-12 11:00
2024-04-12 12:00
2024-04-12 13:00
2024-04-12 14:00
2024-04-12 15:00
2024-04-12 16:00
2024-04-12 17:00
2024-04-12 18:00
2024-04-12 19:00
2024-04-12 20:00
2024-04-12 21:00
2024-04-12 22:00
2024-04-12 23:00
2024-04-13
2024-04-13 01:00
2024-04-13 02:00
2024-04-13 03:00
2024-04-13 04:00
2024-04-13 05:00
2024-04-13 06:00
2024-04-13 07:00
2024-04-13 08:00
2024-04-13 09:00
2024-04-13 10:00
2024-04-13 11:00
2024-04-13 12:00
2024-04-13 13:00
2024-04-13 14:00
2024-04-13 15:00
2024-04-13 16:00
2024-04-13 17:00
2024-04-13 18:00
2024-04-13 19:00
2024-04-13 20:00
2024-04-13 21:00
2024-04-13 22:00
2024-04-13 23:00
2024-04-14
2024-04-14 01:00
2024-04-14 02:00
2024-04-14 03:00
2024-04-14 04:00
2024-04-14 05:00
2024-04-14 06:00
2024-04-14 07:00
2024-04-14 08:00
2024-04-14 09:00
2024-04-14 10:00
2024-04-14 11:00
2024-04-14 12:00
2024-04-14 13:00
2024-04-14 14:00
2024-04-14 15:00
2024-04-14 16:00
2024-04-14 17:00
2024-04-14 18:00
2024-04-14 19:00
2024-04-14 20:00
2024-04-14 21:00
2024-04-14 22:00
2024-04-14 23:00
2024-04-15
2024-04-15 01:00
2024-04-15 02:00
2024-04-15 03:00
2024-04-15 04:00
2024-04-15 05:00
2024-04-15 06:00
2024-04-15 07:00
2024-04-15 08:00
2024-04-15 09:00
2024-04-15 10:00
2024-04-15 11:00
2024-04-15 12:00
2024-04-15 13:00
2024-04-15 14:00
2024-04-15 15:00
2024-04-15 16:00
2024-04-15 17:00
2024-04-15 18:00
2024-04-15 19:00
2024-04-15 20:00
2024-04-15 21:00
2024-04-15 22:00
2024-04-15 23:00
2024-04-16
2024-04-16 01:00
2024-04-16 02:00
2024-04-16 03:00
2024-04-16 04:00
2024-04-16 05:00
2024-04-16 06:00
2024-04-16 07:00
2024-04-16 08:00
2024-04-16 09:00
2024-04-16 10:00
2024-04-16 11:00
2024-04-16 12:00
2024-04-16 13:00
2024-04-16 14:00
2024-04-16 15:00
2024-04-16 16:00
2024-04-16 17:00
2024-04-16 18:00
2024-04-16 19:00
2024-04-16 20:00
2024-04-16 21:00
2024-04-16 22:00
2024-04-16 23:00
2024-04-17
2024-04-17 01:00
2024-04-17 02:00
2024-04-17 03:00
2024-04-17 04:00
2024-04-17 05:00
2024-04-17 06:00
2024-04-17 07:00
2024-04-17 08:00
2024-04-17 09:00
2024-04-17 10:00
2024-04-17 11:00
2024-04-17 12:00
2024-04-17 13:00
2024-04-17 14:00
2024-04-17 15:00
2024-04-17 16:00
2024-04-17 17:00
2024-04-17 18:00
2024-04-17 19:00
2024-04-17 20:00
2024-04-17 21:00
2024-04-17 22:00
2024-04-17 23:00
2024-04-18
2024-04-18 01:00
2024-04-18 02:00
2024-04-18 03:00
2024-04-18 04:00
2024-04-18 05:00
2024-04-18 06:00
2024-04-18 07:00
2024-04-18 08:00
2024-04-18 09:00
2024-04-18 10:00
2024-04-18 11:00
2024-04-18 12:00
2024-04-18 13:00
2024-04-18 14:00
2024-04-18 15:00
2024-04-18 16:00
2024-04-18 17:00
2024-04-18 18:00
2024-04-18 19:00
2024-04-18 20:00
2024-04-18 21:00
2024-04-18 22:00
2024-04-18 23:00
2024-04-19
2024-04-19 01:00
2024-04-19 02:00
2024-04-19 03:00
2024-04-19 04:00
2024-04-19 05:00
2024-04-19 06:00
2024-04-19 07:00
2024-04-19 08:00
2024-04-19 09:00
2024-04-19 10:00
2024-04-19 11:00
2024-04-19 12:00
2024-04-19 13:00
2024-04-19 14:00
2024-04-19 15:00
2024-04-19 16:00
2024-04-19 17:00
2024-04-19 18:00
2024-04-19 19:00
2024-04-19 20:00
2024-04-19 21:00
2024-04-19 22:00
2024-04-19 23:00
2024-04-20
2024-04-20 01:00
2024-04-20 02:00
2024-04-20 03:00
2024-04-20 04:00
2024-04-20 05:00
2024-04-20 06:00
2024-04-20 07:00
2024-04-20 08:00
2024-04-20 09:00
2024-04-20 10:00
2024-04-20 11:00
2024-04-20 12:00
2024-04-20 13:00
2024-04-20 14:00
2024-04-20 15:00
2024-04-20 16:00
2024-04-20 17:00
2024-04-20 18:00
2024-04-20 19:00
2024-04-20 20:00
2024-04-20 21:00
2024-04-20 22:00
2024-04-20 23:00
2024-04-21
2024-04-21 01:00
2024-04-21 02:00
2024-04-21 03:00
2024-04-21 04:00
2024-04-21 05:00
2024-04-21 06:00
2024-04-21 07:00
2024-04-21 08:00
2024-04-21 09:00
2024-04-21 10:00
2024-04-21 11:00
2024-04-21 12:00
2024-04-21 13:00
2024-04-21 14:00
2024-04-21 15:00
2024-04-21 16:00
2024-04-21 17:00
2024-04-21 18:00
2024-04-21 19:00
2024-04-21 20:00
2024-04-21 21:00
2024-04-21 22:00
2024-04-21 23:00
2024-04-22
2024-04-22 01:00
2024-04-22 02:00
2024-04-22 03:00
2024-04-22 04:00
2024-04-22 05:00
2024-04-22 06:00
2024-04-22 07:00
2024-04-22 08:00
2024-04-22 09:00
2024-04-22 10:00
2024-04-22 11:00
2024-04-22 12:00
2024-04-22 13:00
2024-04-22 14:00
2024-04-22 15:00
2024-04-22 16:00
2024-04-22 17:00
2024-04-22 18:00
2024-04-22 19:00
2024-04-22 20:00
2024-04-22 21:00
2024-04-22 22:00
2024-04-22 23:00
2024-04-23
2024-04-23 01:00
2024-04-23 02:00
2024-04-23 03:00
2024-04-23 04:00
2024-04-23 05:00
2024-04-23 06:00
2024-04-23 07:00
2024-04-23 08:00
2024-04-23 09:00
2024-04-23 10:00
2024-04-23 11:00
2024-04-23 12:00
2024-04-23 13:00
2024-04-23 14:00
2024-04-23 15:00
2024-04-23 16:00
2024-04-23 17:00
2024-04-23 18:00
2024-04-23 19:00
2024-04-23 20:00
2024-04-23 21:00
2024-04-23 22:00
2024-04-23 23:00
2024-04-24
2024-04-24 01:00
2024-04-24 02:00
2024-04-24 03:00
2024-04-24 04:00
2024-04-24 05:00
2024-04-24 06:00
2024-04-24 07:00
2024-04-24 08:00
2024-04-24 09:00
2024-04-24 10:00
2024-04-24 11:00
2024-04-24 12:00
2024-04-24 13:00
2024-04-24 14:00
2024-04-24 15:00
2024-04-24 16:00
2024-04-24 17:00
2024-04-24 18:00
2024-04-24 19:00
2024-04-24 20:00
2024-04-24 21:00
2024-04-24 22:00
2024-04-24 23:00
2024-04-25
2024-04-25 01:00
2024-04-25 02:00
2024-04-25 03:00
2024-04-25 04:00
2024-04-25 05:00
2024-04-25 06:00
2024-04-25 07:00
2024-04-25 08:00
2024-04-25 09:00
2024-04-25 10:00
2024-04-25 11:00
2024-04-25 12:00
2024-04-25 13:00
2024-04-25 14:00
2024-04-25 15:00
2024-04-25 16:00
2024-04-25 17:00
2024-04-25 18:00
2024-04-25 19:00
2024-04-25 20:00
2024-04-25 21:00
2024-04-25 22:00
2024-04-25 23:00
2024-04-26
2024-04-26 01:00
2024-04-26 02:00
2024-04-26 03:00
2024-04-26 04:00
2024-04-26 05:00
2024-04-26 06:00
2024-04-26 07:00
2024-04-26 08:00
2024-04-26 09:00
2024-04-26 10:00
2024-04-26 11:00
2024-04-26 12:00
2024-04-26 13:00
2024-04-26 14:00
2024-04-26 15:00
2024-04-26 16:00
2024-04-26 17:00
2024-04-26 18:00
2024-04-26 19:00
2024-04-26 20:00
2024-04-26 21:00
2024-04-26 22:00
2024-04-26 23:00
2024-04-27
2024-04-27 01:00
2024-04-27 02:00
2024-04-27 03:00
2024-04-27 04:00
2024-04-27 05:00
2024-04-27 06:00
2024-04-27 07:00
2024-04-27 08:00
2024-04-27 09:00
2024-04-27 10:00
2024-04-27 11:00
2024-04-27 12:00
2024-04-27 13:00
2024-04-27 14:00
2024-04-27 15:00
2024-04-27 16:00
2024-04-27 17:00
2024-04-27 18:00
2024-04-27 19:00
2024-04-27 20:00
2024-04-27 21:00
2024-04-27 22:00
2024-04-27 23:00
2024-04-28
2024-04-28 01:00
2024-04-28 02:00
2024-04-28 03:00
2024-04-28 04:00
2024-04-28 05:00
2024-04-28 06:00
2024-04-28 07:00
2024-04-28 08:00
2024-04-28 09:00
2024-04-28 10:00
2024-04-28 11:00
2024-04-28 12:00
2024-04-28 13:00
2024-04-28 14:00
2024-04-28 15:00
2024-04-28 16:00
2024-04-28 17:00
2024-04-28 18:00
2024-04-28 19:00
2024-04-28 20:00
2024-04-28 21:00
2024-04-28 22:00
2024-04-28 23:00
2024-04-29
2024-04-29 01:00
2024-04-29 02:00
2024-04-29 03:00
2024-04-29 04:00
2024-04-29 05:00
2024-04-29 06:00
2024-04-29 07:00
2024-04-29 08:00
2024-04-29 09:00
2024-04-29 10:00
2024-04-29 11:00
2024-04-29 12:00
2024-04-29 13:00
2024-04-29 14:00
2024-04-29 15:00
2024-04-29 16:00
2024-04-29 17:00
2024-04-29 18:00
2024-04-29 19:00
2024-04-29 20:00
2024-04-29 21:00
2024-04-29 22:00
2024-04-29 23:00
2024-04-30
2024-04-30 01:00
2024-04-30 02:00
2024-04-30 03:00
2024-04-30 04:00
2024-04-30 05:00
2024-04-30 06:00
2024-04-30 07:00
2024-04-30 08:00
2024-04-30 09:00
2024-04-30 10:00
2024-04-30 11:00
2024-04-30 12:00
2024-04-30 13:00
2024-04-30 14:00
2024-04-30 15:00
2024-04-30 16:00
2024-04-30 17:00
2024-04-30 18:00
2024-04-30 19:00
2024-04-30 20:00
2024-04-30 21:00
2024-04-30 22:00
2024-04-30 23:00
2024-05-01
2024-05-01 01:00
2024-05-01 02:00
2024-05-01 03:00
2024-05-01 04:00
2024-05-01 05:00
2024-05-01 06:00
2024-05-01 07:00
2024-05-01 08:00
2024-05-01 09:00
2024-05-01 10:00
2024-05-01 11:00
2024-05-01 12:00
2024-05-01 13:00
2024-05-01 14:00
2024-05-01 15:00
2024-05-01 16:00
2024-05-01 17:00
2024-05-01 18:00
2024-05-01 19:00
2024-05-01 20:00
2024-05-01 21:00
2024-05-01 22:00
2024-05-01 23:00
2024-05-02
2024-05-02 01:00
2024-05-02 02:00
2024-05-02 03:00
2024-05-02 04:00
2024-05-02 05:00
2024-05-02 06:00
2024-05-02 07:00
2024-05-02 08:00
2024-05-02 09:00
2024-05-02 10:00
2024-05-02 11:00
2024-05-02 12:00
2024-05-02 13:00
2024-05-02 14:00
2024-05-02 15:00
2024-05-02 16:00
2024-05-02 17:00
2024-05-02 18:00
2024-05-02 19:00
2024-05-02 20:00
2024-05-02 21:00
2024-05-02 22:00
2024-05-02 23:00
2024-05-03
2024-05-03 01:00
2024-05-03 02:00
2024-05-03 03:00
2024-05-03 04:00
2024-05-03 05:00
2024-05-03 06:00
2024-05-03 07:00
2024-05-03 08:00
2024-05-03 09:00
2024-05-03 10:00
2024-05-03 11:00
2024-05-03 12:00
2024-05-03 13:00
2024-05-03 14:00
2024-05-03 15:00
2024-05-03 16:00
2024-05-03 17:00
2024-05-03 18:00
2024-05-03 19:00
2024-05-03 20:00
2024-05-03 21:00
2024-05-03 22:00
2024-05-03 23:00
2024-05-04
2024-05-04 01:00
2024-05-04 02:00
2024-05-04 03:00
2024-05-04 04:00
2024-05-04 05:00
2024-05-04 06:00
2024-05-04 07:00
2024-05-04 08:00
2024-05-04 09:00
2024-05-04 10:00
2024-05-04 11:00
2024-05-04 12:00
2024-05-04 13:00
2024-05-04 14:00
2024-05-04 15:00
2024-05-04 16:00
2024-05-04 17:00
2024-05-04 18:00
2024-05-04 19:00
2024-05-04 20:00
2024-05-04 21:00
2024-05-04 22:00
2024-05-04 23:00
2024-05-05
2024-05-05 01:00
2024-05-05 02:00
2024-05-05 03:00
2024-05-05 04:00
2024-05-05 05:00
2024-05-05 06:00
2024-05-05 07:00
2024-05-05 08:00
2024-05-05 09:00
2024-05-05 10:00
2024-05-05 11:00
2024-05-05 12:00
2024-05-05 13:00
2024-05-05 14:00
2024-05-05 15:00
2024-05-05 16:00
2024-05-05 17:00
2024-05-05 18:00
2024-05-05 19:00
2024-05-05 20:00
2024-05-05 21:00
2024-05-05 22:00
2024-05-05 23:00
2024-05-06
2024-05-06 01:00
2024-05-06 02:00
2024-05-06 03:00
2024-05-06 04:00
2024-05-06 05:00
2024-05-06 06:00
2024-05-06 07:00
2024-05-06 08:00
2024-05-06 09:00
2024-05-06 10:00
2024-05-06 11:00
2024-05-06 12:00
2024-05-06 13:00
2024-05-06 14:00
2024-05-06 15:00
2024-05-06 16:00
2024-05-06 17:00
2024-05-06 18:00
2024-05-06 19:00
2024-05-06 20:00
2024-05-06 21:00
2024-05-06 22:00
2024-05-06 23:00
2024-05-07
2024-05-07 01:00
2024-05-07 02:00
2024-05-07 03:00
2024-05-07 04:00
2024-05-07 05:00
2024-05-07 06:00
2024-05-07 07:00
2024-05-07 08:00
2024-05-07 09:00
2024-05-07 10:00
2024-05-07 11:00
2024-05-07 12:00
2024-05-07 13:00
2024-05-07 14:00
2024-05-07 15:00
2024-05-07 16:00
2024-05-07 17:00
2024-05-07 18:00
2024-05-07 19:00
2024-05-07 20:00
2024-05-07 21:00
2024-05-07 22:00
2024-05-07 23:00
2024-05-08
2024-05-08 01:00
2024-05-08 02:00
2024-05-08 03:00
2024-05-08 04:00
2024-05-08 05:00
2024-05-08 06:00
2024-05-08 07:00
2024-05-08 08:00
2024-05-08 09:00
2024-05-08 10:00
2024-05-08 11:00
2024-05-08 12:00
2024-05-08 13:00
2024-05-08 14:00
2024-05-08 15:00
2024-05-08 16:00
2024-05-08 17:00
2024-05-08 18:00
2024-05-08 19:00
2024-05-08 20:00
2024-05-08 21:00
2024-05-08 22:00
2024-05-08 23:00
2024-05-09
2024-05-09 01:00
2024-05-09 02:00
2024-05-09 03:00
2024-05-09 04:00
2024-05-09 05:00
2024-05-09 06:00
2024-05-09 07:00
2024-05-09 08:00
2024-05-09 09:00
2024-05-09 10:00
2024-05-09 11:00
2024-05-09 12:00
2024-05-09 13:00
2024-05-09 14:00
2024-05-09 15:00
2024-05-09 16:00
2024-05-09 17:00
2024-05-09 18:00
2024-05-09 19:00
2024-05-09 20:00
2024-05-09 21:00
2024-05-09 22:00
2024-05-09 23:00
2024-05-10
2024-05-10 01:00
2024-05-10 02:00
2024-05-10 03:00
2024-05-10 04:00
2024-05-10 05:00
2024-05-10 06:00
2024-05-10 07:00
2024-05-10 08:00
2024-05-10 09:00
2024-05-10 10:00
2024-05-10 11:00
2024-05-10 12:00
2024-05-10 13:00
2024-05-10 14:00
2024-05-10 15:00
2024-05-10 16:00
2024-05-10 17:00
2024-05-10 18:00
2024-05-10 19:00
2024-05-10 20:00
2024-05-10 21:00
2024-05-10 22:00
2024-05-10 23:00
2024-05-11
2024-05-11 01:00
2024-05-11 02:00
2024-05-11 03:00
2024-05-11 04:00
2024-05-11 05:00
2024-05-11 06:00
2024-05-11 07:00
2024-05-11 08:00
2024-05-11 09:00
2024-05-11 10:00
2024-05-11 11:00
2024-05-11 12:00
2024-05-11 13:00
2024-05-11 14:00
2024-05-11 15:00
2024-05-11 16:00
2024-05-11 17:00
2024-05-11 18:00
2024-05-11 19:00
2024-05-11 20:00
2024-05-11 21:00
2024-05-11 22:00
2024-05-11 23:00
2024-05-12
2024-05-12 01:00
2024-05-12 02:00
2024-05-12 03:00
2024-05-12 04:00
2024-05-12 05:00
2024-05-12 06:00
2024-05-12 07:00
2024-05-12 08:00
2024-05-12 09:00
2024-05-12 10:00
2024-05-12 11:00
2024-05-12 12:00
2024-05-12 13:00
2024-05-12 14:00
2024-05-12 15:00
2024-05-12 16:00
2024-05-12 17:00
2024-05-12 18:00
2024-05-12 19:00
2024-05-12 20:00
2024-05-12 21:00
2024-05-12 22:00
2024-05-12 23:00
2024-05-13
2024-05-13 01:00
2024-05-13 02:00
2024-05-13 03:00
2024-05-13 04:00
2024-05-13 05:00
2024-05-13 06:00
2024-05-13 07:00
2024-05-13 08:00
2024-05-13 09:00
2024-05-13 10:00
2024-05-13 11:00
2024-05-13 12:00
2024-05-13 13:00
2024-05-13 14:00
2024-05-13 15:00
2024-05-13 16:00
2024-05-13 17:00
2024-05-13 18:00
2024-05-13 19:00
2024-05-13 20:00
2024-05-13 21:00
2024-05-13 22:00
2024-05-13 23:00
2024-05-14
2024-05-14 01:00
2024-05-14 02:00
2024-05-14 03:00
2024-05-14 04:00
2024-05-14 05:00
2024-05-14 06:00
2024-05-14 07:00
2024-05-14 08:00
2024-05-14 09:00
2024-05-14 10:00
2024-05-14 11:00
2024-05-14 12:00
2024-05-14 13:00
2024-05-14 14:00
2024-05-14 15:00
2024-05-14 16:00
2024-05-14 17:00
2024-05-14 18:00
2024-05-14 19:00
2024-05-14 20:00
2024-05-14 21:00
2024-05-14 22:00
2024-05-14 23:00
2024-05-15
2024-05-15 01:00
2024-05-15 02:00
2024-05-15 03:00
2024-05-15 04:00
2024-05-15 05:00
2024-05-15 06:00
2024-05-15 07:00
2024-05-15 08:00
2024-05-15 09:00
2024-05-15 10:00
2024-05-15 11:00
2024-05-15 12:00
2024-05-15 13:00
2024-05-15 14:00
2024-05-15 15:00
2024-05-15 16:00
2024-05-15 17:00
2024-05-15 18:00
2024-05-15 19:00
2024-05-15 20:00
2024-05-15 21:00
2024-05-15 22:00
2024-05-15 23:00
2024-05-16
2024-05-16 01:00
2024-05-16 02:00
2024-05-16 03:00
2024-05-16 04:00
2024-05-16 05:00
2024-05-16 06:00
2024-05-16 07:00
2024-05-16 08:00
2024-05-16 09:00
2024-05-16 10:00
2024-05-16 11:00
2024-05-16 12:00
2024-05-16 13:00
2024-05-16 14:00
2024-05-16 15:00
2024-05-16 16:00
2024-05-16 17:00
2024-05-16 18:00
2024-05-16 19:00
2024-05-16 20:00
2024-05-16 21:00
2024-05-16 22:00
2024-05-16 23:00
2024-05-17
2024-05-17 01:00
2024-05-17 02:00
2024-05-17 03:00
2024-05-17 04:00
2024-05-17 05:00
2024-05-17 06:00
2024-05-17 07:00
2024-05-17 08:00
2024-05-17 09:00
2024-05-17 10:00
2024-05-17 11:00
2024-05-17 12:00
2024-05-17 13:00
2024-05-17 14:00
2024-05-17 15:00
2024-05-17 16:00
2024-05-17 17:00
2024-05-17 18:00
2024-05-17 19:00
2024-05-17 20:00
2024-05-17 21:00
2024-05-17 22:00
2024-05-17 23:00
2024-05-18
2024-05-18 01:00
2024-05-18 02:00
2024-05-18 03:00
2024-05-18 04:00
2024-05-18 05:00
2024-05-18 06:00
2024-05-18 07:00
2024-05-18 08:00
2024-05-18 09:00
2024-05-18 10:00
2024-05-18 11:00
2024-05-18 12:00
2024-05-18 13:00
2024-05-18 14:00
2024-05-18 15:00
2024-05-18 16:00
2024-05-18 17:00
2024-05-18 18:00
2024-05-18 19:00
2024-05-18 20:00
2024-05-18 21:00
2024-05-18 22:00
2024-05-18 23:00
2024-05-19
2024-05-19 01:00
2024-05-19 02:00
2024-05-19 03:00
2024-05-19 04:00
2024-05-19 05:00
2024-05-19 06:00
2024-05-19 07:00
2024-05-19 08:00
2024-05-19 09:00
2024-05-19 10:00
2024-05-19 11:00
2024-05-19 12:00
2024-05-19 13:00
2024-05-19 14:00
2024-05-19 15:00
2024-05-19 16:00
2024-05-19 17:00
2024-05-19 18:00
2024-05-19 19:00
2024-05-19 20:00
2024-05-19 21:00
2024-05-19 22:00
2024-05-19 23:00
2024-05-20
2024-05-20 01:00
2024-05-20 02:00
2024-05-20 03:00
2024-05-20 04:00
2024-05-20 05:00
2024-05-20 06:00
2024-05-20 07:00
2024-05-20 08:00
2024-05-20 09:00
2024-05-20 10:00
2024-05-20 11:00
2024-05-20 12:00
2024-05-20 13:00
2024-05-20 14:00
2024-05-20 15:00
2024-05-20 16:00
2024-05-20 17:00
2024-05-20 18:00
2024-05-20 19:00
2024-05-20 20:00
2024-05-20 21:00
2024-05-20 22:00
2024-05-20 23:00
2024-05-21
2024-05-21 01:00
2024-05-21 02:00
2024-05-21 03:00
2024-05-21 04:00
2024-05-21 05:00
2024-05-21 06:00
2024-05-21 07:00
2024-05-21 08:00
2024-05-21 09:00
2024-05-21 10:00
2024-05-21 11:00
2024-05-21 12:00
2024-05-21 13:00
2024-05-21 14:00
2024-05-21 15:00
2024-05-21 16:00
2024-05-21 17:00
2024-05-21 18:00
2024-05-21 19:00
2024-05-21 20:00
2024-05-21 21:00
2024-05-21 22:00
2024-05-21 23:00
2024-05-22
2024-05-22 01:00
2024-05-22 02:00
2024-05-22 03:00
2024-05-22 04:00
2024-05-22 05:00
2024-05-22 06:00
2024-05-22 07:00
2024-05-22 08:00
2024-05-22 09:00
2024-05-22 10:00
2024-05-22 11:00
2024-05-22 12:00
2024-05-22 13:00
2024-05-22 14:00
2024-05-22 15:00
2024-05-22 16:00
2024-05-22 17:00
2024-05-22 18:00
2024-05-22 19:00
2024-05-22 20:00
2024-05-22 21:00
2024-05-22 22:00
2024-05-22 23:00
2024-05-23
2024-05-23 01:00
2024-05-23 02:00
2024-05-23 03:00
2024-05-23 04:00
2024-05-23 05:00
2024-05-23 06:00
2024-05-23 07:00
2024-05-23 08:00
2024-05-23 09:00
2024-05-23 10:00
2024-05-23 11:00
2024-05-23 12:00
2024-05-23 13:00
2024-05-23 14:00
2024-05-23 15:00
2024-05-23 16:00
2024-05-23 17:00
2024-05-23 18:00
2024-05-23 19:00
2024-05-23 20:00
2024-05-23 21:00
2024-05-23 22:00
2024-05-23 23:00
2024-05-24
2024-05-24 01:00
2024-05-24 02:00
2024-05-24 03:00
2024-05-24 04:00
2024-05-24 05:00
2024-05-24 06:00
2024-05-24 07:00
2024-05-24 08:00
2024-05-24 09:00
2024-05-24 10:00
2024-05-24 11:00
2024-05-24 12:00
2024-05-24 13:00
2024-05-24 14:00
2024-05-24 15:00
2024-05-24 16:00
2024-05-24 17:00
2024-05-24 18:00
2024-05-24 19:00
2024-05-24 20:00
2024-05-24 21:00
2024-05-24 22:00
2024-05-24 23:00
2024-05-25
2024-05-25 01:00
2024-05-25 02:00
2024-05-25 03:00
2024-05-25 04:00
2024-05-25 05:00
2024-05-25 06:00
2024-05-25 07:00
2024-05-25 08:00
2024-05-25 09:00
2024-05-25 10:00
2024-05-25 11:00
2024-05-25 12:00
2024-05-25 13:00
2024-05-25 14:00
2024-05-25 15:00
2024-05-25 16:00
2024-05-25 17:00
2024-05-25 18:00
2024-05-25 19:00
2024-05-25 20:00
2024-05-25 21:00
2024-05-25 22:00
2024-05-25 23:00
2024-05-26
2024-05-26 01:00
2024-05-26 02:00
2024-05-26 03:00
2024-05-26 04:00
2024-05-26 05:00
2024-05-26 06:00
2024-05-26 07:00
2024-05-26 08:00
2024-05-26 09:00
2024-05-26 10:00
2024-05-26 11:00
2024-05-26 12:00
2024-05-26 13:00
2024-05-26 14:00
2024-05-26 15:00
2024-05-26 16:00
2024-05-26 17:00
2024-05-26 18:00
2024-05-26 19:00
2024-05-26 20:00
2024-05-26 21:00
2024-05-26 22:00
2024-05-26 23:00
2024-05-27
2024-05-27 01:00
2024-05-27 02:00
2024-05-27 03:00
2024-05-27 04:00
2024-05-27 05:00
2024-05-27 06:00
2024-05-27 07:00
2024-05-27 08:00
2024-05-27 09:00
2024-05-27 10:00
2024-05-27 11:00
2024-05-27 12:00
2024-05-27 13:00
2024-05-27 14:00
2024-05-27 15:00
2024-05-27 16:00
2024-05-27 17:00
2024-05-27 18:00
2024-05-27 19:00
2024-05-27 20:00
2024-05-27 21:00
2024-05-27 22:00
2024-05-27 23:00
2024-05-28
2024-05-28 01:00
2024-05-28 02:00
2024-05-28 03:00
2024-05-28 04:00
2024-05-28 05:00
2024-05-28 06:00
2024-05-28 07:00
2024-05-28 08:00
2024-05-28 09:00
2024-05-28 10:00
2024-05-28 11:00
2024-05-28 12:00
2024-05-28 13:00
2024-05-28 14:00
2024-05-28 15:00
2024-05-28 16:00
2024-05-28 17:00
2024-05-28 18:00
2024-05-28 19:00
2024-05-28 20:00
2024-05-28 21:00
2024-05-28 22:00
2024-05-28 23:00
2024-05-29
2024-05-29 01:00
2024-05-29 02:00
2024-05-29 03:00
2024-05-29 04:00
2024-05-29 05:00
2024-05-29 06:00
2024-05-29 07:00
2024-05-29 08:00
2024-05-29 09:00
2024-05-29 10:00
2024-05-29 11:00
2024-05-29 12:00
2024-05-29 13:00
2024-05-29 14:00
2024-05-29 15:00
2024-05-29 16:00
2024-05-29 17:00
2024-05-29 18:00
2024-05-29 19:00
2024-05-29 20:00
2024-05-29 21:00
2024-05-29 22:00
2024-05-29 23:00
2024-05-30
2024-05-30 01:00
2024-05-30 02:00
2024-05-30 03:00
2024-05-30 04:00
2024-05-30 05:00
2024-05-30 06:00
2024-05-30 07:00
2024-05-30 08:00
2024-05-30 09:00
2024-05-30 10:00
2024-05-30 11:00
2024-05-30 12:00
2024-05-30 13:00
2024-05-30 14:00
2024-05-30 15:00
2024-05-30 16:00
2024-05-30 17:00
2024-05-30 18:00
2024-05-30 19:00
2024-05-30 20:00
2024-05-30 21:00
2024-05-30 22:00
2024-05-30 23:00
2024-05-31
2024-05-31 01:00
2024-05-31 02:00
2024-05-31 03:00
2024-05-31 04:00
2024-05-31 05:00
2024-05-31 06:00
2024-05-31 07:00
2024-05-31 08:00
2024-05-31 09:00
2024-05-31 10:00
2024-05-31 11:00
2024-05-31 12:00
2024-05-31 13:00
2024-05-31 14:00
2024-05-31 15:00
2024-05-31 16:00
2024-05-31 17:00
2024-05-31 18:00
2024-05-31 19:00
2024-05-31 20:00
2024-05-31 21:00
2024-05-31 22:00
2024-05-31 23:00
2024-06-01
2024-06-01 01:00
2024-06-01 02:00
2024-06-01 03:00
2024-06-01 04:00
2024-06-01 05:00
2024-06-01 06:00
2024-06-01 07:00
2024-06-01 08:00
2024-06-01 09:00
2024-06-01 10:00
2024-06-01 11:00
2024-06-01 12:00
2024-06-01 13:00
2024-06-01 14:00
2024-06-01 15:00
2024-06-01 16:00
2024-06-01 17:00
2024-06-01 18:00
2024-06-01 19:00
2024-06-01 20:00
2024-06-01 21:00
2024-06-01 22:00
2024-06-01 23:00
2024-06-02
2024-06-02 01:00
2024-06-02 02:00
2024-06-02 03:00
2024-06-02 04:00
2024-06-02 05:00
2024-06-02 06:00
2024-06-02 07:00
2024-06-02 08:00
2024-06-02 09:00
2024-06-02 10:00
2024-06-02 11:00
2024-06-02 12:00
2024-06-02 13:00
2024-06-02 14:00
2024-06-02 15:00
2024-06-02 16:00
2024-06-02 17:00
2024-06-02 18:00
2024-06-02 19:00
2024-06-02 20:00
2024-06-02 21:00
2024-06-02 22:00
2024-06-02 23:00
2024-06-03
2024-06-03 01:00
2024-06-03 02:00
2024-06-03 03:00
2024-06-03 04:00
2024-06-03 05:00
2024-06-03 06:00
2024-06-03 07:00
2024-06-03 08:00
2024-06-03 09:00
2024-06-03 10:00
2024-06-03 11:00
2024-06-03 12:00
2024-06-03 13:00
2024-06-03 14:00
2024-06-03 15:00
2024-06-03 16:00
2024-06-03 17:00
2024-06-03 18:00
2024-06-03 19:00
2024-06-03 20:00
2024-06-03 21:00
2024-06-03 22:00
2024-06-03 23:00
2024-06-04
2024-06-04 01:00
2024-06-04 02:00
2024-06-04 03:00
2024-06-04 04:00
2024-06-04 05:00
2024-06-04 06:00
2024-06-04 07:00
2024-06-04 08:00
2024-06-04 09:00
2024-06-04 10:00
2024-06-04 11:00
2024-06-04 12:00
2024-06-04 13:00
2024-06-04 14:00
2024-06-04 15:00
2024-06-04 16:00
2024-06-04 17:00
2024-06-04 18:00
2024-06-04 19:00
2024-06-04 20:00
2024-06-04 21:00
2024-06-04 22:00
2024-06-04 23:00
2024-06-05
2024-06-05 01:00
2024-06-05 02:00
2024-06-05 03:00
2024-06-05 04:00
2024-06-05 05:00
2024-06-05 06:00
2024-06-05 07:00
2024-06-05 08:00
2024-06-05 09:00
2024-06-05 10:00
2024-06-05 11:00
2024-06-05 12:00
2024-06-05 13:00
2024-06-05 14:00
2024-06-05 15:00
2024-06-05 16:00
2024-06-05 17:00
2024-06-05 18:00
2024-06-05 19:00
2024-06-05 20:00
2024-06-05 21:00
2024-06-05 22:00
2024-06-05 23:00
2024-06-06
2024-06-06 01:00
2024-06-06 02:00
2024-06-06 03:00
2024-06-06 04:00
2024-06-06 05:00
2024-06-06 06:00
2024-06-06 07:00
2024-06-06 08:00
2024-06-06 09:00
2024-06-06 10:00
2024-06-06 11:00
2024-06-06 12:00
2024-06-06 13:00
2024-06-06 14:00
2024-06-06 15:00
2024-06-06 16:00
2024-06-06 17:00
2024-06-06 18:00
2024-06-06 19:00
2024-06-06 20:00
2024-06-06 21:00
2024-06-06 22:00
2024-06-06 23:00
2024-06-07
2024-06-07 01:00
2024-06-07 02:00
2024-06-07 03:00
2024-06-07 04:00
2024-06-07 05:00
2024-06-07 06:00
2024-06-07 07:00
2024-06-07 08:00
2024-06-07 09:00
2024-06-07 10:00
2024-06-07 11:00
2024-06-07 12:00
2024-06-07 13:00
2024-06-07 14:00
2024-06-07 15:00
2024-06-07 16:00
2024-06-07 17:00
2024-06-07 18:00
2024-06-07 19:00
2024-06-07 20:00
2024-06-07 21:00
2024-06-07 22:00
2024-06-07 23:00
2024-06-08
2024-06-08 01:00
2024-06-08 02:00
2024-06-08 03:00
2024-06-08 04:00
2024-06-08 05:00
2024-06-08 06:00
2024-06-08 07:00
2024-06-08 08:00
2024-06-08 09:00
2024-06-08 10:00
2024-06-08 11:00
2024-06-08 12:00
2024-06-08 13:00
2024-06-08 14:00
2024-06-08 15:00
2024-06-08 16:00
2024-06-08 17:00
2024-06-08 18:00
2024-06-08 19:00
2024-06-08 20:00
2024-06-08 21:00
2024-06-08 22:00
2024-06-08 23:00
2024-06-09
2024-06-09 01:00
2024-06-09 02:00
2024-06-09 03:00
2024-06-09 04:00
2024-06-09 05:00
2024-06-09 06:00
2024-06-09 07:00
2024-06-09 08:00
2024-06-09 09:00
2024-06-09 10:00
2024-06-09 11:00
2024-06-09 12:00
2024-06-09 13:00
2024-06-09 14:00
2024-06-09 15:00
2024-06-09 16:00
2024-06-09 17:00
2024-06-09 18:00
2024-06-09 19:00
2024-06-09 20:00
2024-06-09 21:00
2024-06-09 22:00
2024-06-09 23:00
2024-06-10
2024-06-10 01:00
2024-06-10 02:00
2024-06-10 03:00
2024-06-10 04:00
2024-06-10 05:00
2024-06-10 06:00
2024-06-10 07:00
2024-06-10 08:00
2024-06-10 09:00
2024-06-10 10:00
2024-06-10 11:00
2024-06-10 12:00
2024-06-10 13:00
2024-06-10 14:00
2024-06-10 15:00
2024-06-10 16:00
2024-06-10 17:00
2024-06-10 18:00
2024-06-10 19:00
2024-06-10 20:00
2024-06-10 21:00
2024-06-10 22:00
2024-06-10 23:00
2024-06-11
2024-06-11 01:00
2024-06-11 02:00
2024-06-11 03:00
2024-06-11 04:00
2024-06-11 05:00
2024-06-11 06:00
2024-06-11 07:00
2024-06-11 08:00
2024-06-11 09:00
2024-06-11 10:00
2024-06-11 11:00
2024-06-11 12:00
2024-06-11 13:00
2024-06-11 14:00
2024-06-11 15:00
2024-06-11 16:00
2024-06-11 17:00
2024-06-11 18:00
2024-06-11 19:00
2024-06-11 20:00
2024-06-11 21:00
2024-06-11 22:00
2024-06-11 23:00
2024-06-12
2024-06-12 01:00
2024-06-12 02:00
2024-06-12 03:00
2024-06-12 04:00
2024-06-12 05:00
2024-06-12 06:00
2024-06-12 07:00
2024-06-12 08:00
2024-06-12 09:00
2024-06-12 10:00
2024-06-12 11:00
2024-06-12 12:00
2024-06-12 13:00
2024-06-12 14:00
2024-06-12 15:00
2024-06-12 16:00
2024-06-12 17:00
2024-06-12 18:00
2024-06-12 19:00
2024-06-12 20:00
2024-06-12 21:00
2024-06-12 22:00
2024-06-12 23:00
2024-06-13
2024-06-13 01:00
2024-06-13 02:00
2024-06-13 03:00
2024-06-13 04:00
2024-06-13 05:00
2024-06-13 06:00
2024-06-13 07:00
2024-06-13 08:00
2024-06-13 09:00
2024-06-13 10:00
2024-06-13 11:00
2024-06-13 12:00
2024-06-13 13:00
2024-06-13 14:00
2024-06-13 15:00
2024-06-13 16:00
2024-06-13 17:00
2024-06-13 18:00
2024-06-13 19:00
2024-06-13 20:00
2024-06-13 21:00
2024-06-13 22:00
2024-06-13 23:00
2024-06-14
2024-06-14 01:00
2024-06-14 02:00
2024-06-14 03:00
2024-06-14 04:00
2024-06-14 05:00
2024-06-14 06:00
2024-06-14 07:00
2024-06-14 08:00
2024-06-14 09:00
2024-06-14 10:00
2024-06-14 11:00
2024-06-14 12:00
2024-06-14 13:00
2024-06-14 14:00
2024-06-14 15:00
2024-06-14 16:00
2024-06-14 17:00
2024-06-14 18:00
2024-06-14 19:00
2024-06-14 20:00
2024-06-14 21:00
2024-06-14 22:00
2024-06-14 23:00
2024-06-15
2024-06-15 01:00
2024-06-15 02:00
2024-06-15 03:00
2024-06-15 04:00
2024-06-15 05:00
2024-06-15 06:00
2024-06-15 07:00
2024-06-15 08:00
2024-06-15 09:00
2024-06-15 10:00
2024-06-15 11:00
2024-06-15 12:00
2024-06-15 13:00
2024-06-15 14:00
2024-06-15 15:00
2024-06-15 16:00
2024-06-15 17:00
2024-06-15 18:00
2024-06-15 19:00
2024-06-15 20:00
2024-06-15 21:00
2024-06-15 22:00
2024-06-15 23:00
2024-06-16
2024-06-16 01:00
2024-06-16 02:00
2024-06-16 03:00
2024-06-16 04:00
2024-06-16 05:00
2024-06-16 06:00
2024-06-16 07:00
2024-06-16 08:00
2024-06-16 09:00
2024-06-16 10:00
2024-06-16 11:00
2024-06-16 12:00
2024-06-16 13:00
2024-06-16 14:00
2024-06-16 15:00
2024-06-16 16:00
2024-06-16 17:00
2024-06-16 18:00
2024-06-16 19:00
2024-06-16 20:00
2024-06-16 21:00
2024-06-16 22:00
2024-06-16 23:00
2024-06-17
2024-06-17 01:00
2024-06-17 02:00
2024-06-17 03:00
2024-06-17 04:00
2024-06-17 05:00
2024-06-17 06:00
2024-06-17 07:00
2024-06-17 08:00
2024-06-17 09:00
2024-06-17 10:00
2024-06-17 11:00
2024-06-17 12:00
2024-06-17 13:00
2024-06-17 14:00
2024-06-17 15:00
2024-06-17 16:00
2024-06-17 17:00
2024-06-17 18:00
2024-06-17 19:00
2024-06-17 20:00
2024-06-17 21:00
2024-06-17 22:00
2024-06-17 23:00
2024-06-18
2024-06-18 01:00
2024-06-18 02:00
2024-06-18 03:00
2024-06-18 04:00
2024-06-18 05:00
2024-06-18 06:00
2024-06-18 07:00
2024-06-18 08:00
2024-06-18 09:00
2024-06-18 10:00
2024-06-18 11:00
2024-06-18 12:00
2024-06-18 13:00
2024-06-18 14:00
2024-06-18 15:00
2024-06-18 16:00
2024-06-18 17:00
2024-06-18 18:00
2024-06-18 19:00
2024-06-18 20:00
2024-06-18 21:00
2024-06-18 22:00
2024-06-18 23:00
2024-06-19
2024-06-19 01:00
2024-06-19 02:00
2024-06-19 03:00
2024-06-19 04:00
2024-06-19 05:00
2024-06-19 06:00
2024-06-19 07:00
2024-06-19 08:00
2024-06-19 09:00
2024-06-19 10:00
2024-06-19 11:00
2024-06-19 12:00
2024-06-19 13:00
2024-06-19 14:00
2024-06-19 15:00
2024-06-19 16:00
2024-06-19 17:00
2024-06-19 18:00
2024-06-19 19:00
2024-06-19 20:00
2024-06-19 21:00
2024-06-19 22:00
2024-06-19 23:00
2024-06-20
2024-06-20 01:00
2024-06-20 02:00
2024-06-20 03:00
2024-06-20 04:00
2024-06-20 05:00
2024-06-20 06:00
2024-06-20 07:00
2024-06-20 08:00
2024-06-20 09:00
2024-06-20 10:00
2024-06-20 11:00
2024-06-20 12:00
2024-06-20 13:00
2024-06-20 14:00
2024-06-20 15:00
2024-06-20 16:00
2024-06-20 17:00
2024-06-20 18:00
2024-06-20 19:00
2024-06-20 20:00
2024-06-20 21:00
2024-06-20 22:00
2024-06-20 23:00
2024-06-21
2024-06-21 01:00
2024-06-21 02:00
2024-06-21 03:00
2024-06-21 04:00
2024-06-21 05:00
2024-06-21 06:00
2024-06-21 07:00
2024-06-21 08:00
2024-06-21 09:00
2024-06-21 10:00
2024-06-21 11:00
2024-06-21 12:00
2024-06-21 13:00
2024-06-21 14:00
2024-06-21 15:00
2024-06-21 16:00
2024-06-21 17:00
2024-06-21 18:00
2024-06-21 19:00
2024-06-21 20:00
2024-06-21 21:00
2024-06-21 22:00
2024-06-21 23:00
2024-06-22
2024-06-22 01:00
2024-06-22 02:00
2024-06-22 03:00
2024-06-22 04:00
2024-06-22 05:00
2024-06-22 06:00
2024-06-22 07:00
2024-06-22 08:00
2024-06-22 09:00
2024-06-22 10:00
2024-06-22 11:00
2024-06-22 12:00
2024-06-22 13:00
2024-06-22 14:00
2024-06-22 15:00
2024-06-22 16:00
2024-06-22 17:00
2024-06-22 18:00
2024-06-22 19:00
2024-06-22 20:00
2024-06-22 21:00
2024-06-22 22:00
2024-06-22 23:00
2024-06-23
2024-06-23 01:00
2024-06-23 02:00
2024-06-23 03:00
2024-06-23 04:00
2024-06-23 05:00
2024-06-23 06:00
2024-06-23 07:00
2024-06-23 08:00
2024-06-23 09:00
2024-06-23 10:00
2024-06-23 11:00
2024-06-23 12:00
2024-06-23 13:00
2024-06-23 14:00
2024-06-23 15:00
2024-06-23 16:00
2024-06-23 17:00
2024-06-23 18:00
2024-06-23 19:00
2024-06-23 20:00
2024-06-23 21:00
2024-06-23 22:00
2024-06-23 23:00
2024-06-24
2024-06-24 01:00
2024-06-24 02:00
2024-06-24 03:00
2024-06-24 04:00
2024-06-24 05:00
2024-06-24 06:00
2024-06-24 07:00
2024-06-24 08:00
2024-06-24 09:00
2024-06-24 10:00
2024-06-24 11:00
2024-06-24 12:00
2024-06-24 13:00
2024-06-24 14:00
2024-06-24 15:00
2024-06-24 16:00
2024-06-24 17:00
2024-06-24 18:00
2024-06-24 19:00
2024-06-24 20:00
2024-06-24 21:00
2024-06-24 22:00
2024-06-24 23:00
2024-06-25
2024-06-25 01:00
2024-06-25 02:00
2024-06-25 03:00
2024-06-25 04:00
2024-06-25 05:00
2024-06-25 06:00
2024-06-25 07:00
2024-06-25 08:00
2024-06-25 09:00
2024-06-25 10:00
2024-06-25 11:00
2024-06-25 12:00
2024-06-25 13:00
2024-06-25 14:00
2024-06-25 15:00
2024-06-25 16:00
2024-06-25 17:00
2024-06-25 18:00
2024-06-25 19:00
2024-06-25 20:00
2024-06-25 21:00
2024-06-25 22:00
2024-06-25 23:00
2024-06-26
2024-06-26 01:00
2024-06-26 02:00
2024-06-26 03:00
2024-06-26 04:00
2024-06-26 05:00
2024-06-26 06:00
2024-06-26 07:00
2024-06-26 08:00
2024-06-26 09:00
2024-06-26 10:00
2024-06-26 11:00
2024-06-26 12:00
2024-06-26 13:00
2024-06-26 14:00
2024-06-26 15:00
2024-06-26 16:00
2024-06-26 17:00
2024-06-26 18:00
2024-06-26 19:00
2024-06-26 20:00
2024-06-26 21:00
2024-06-26 22:00
2024-06-26 23:00
2024-06-27
2024-06-27 01:00
2024-06-27 02:00
2024-06-27 03:00
2024-06-27 04:00
2024-06-27 05:00
2024-06-27 06:00
2024-06-27 07:00
2024-06-27 08:00
2024-06-27 09:00
2024-06-27 10:00
2024-06-27 11:00
2024-06-27 12:00
2024-06-27 13:00
2024-06-27 14:00
2024-06-27 15:00
2024-06-27 16:00
2024-06-27 17:00
2024-06-27 18:00
2024-06-27 19:00
2024-06-27 20:00
2024-06-27 21:00
2024-06-27 22:00
2024-06-27 23:00
2024-06-28
2024-06-28 01:00
2024-06-28 02:00
2024-06-28 03:00
2024-06-28 04:00
2024-06-28 05:00
2024-06-28 06:00
2024-06-28 07:00
2024-06-28 08:00
2024-06-28 09:00
2024-06-28 10:00
2024-06-28 11:00
2024-06-28 12:00
2024-06-28 13:00
2024-06-28 14:00
2024-06-28 15:00
2024-06-28 16:00
2024-06-28 17:00
2024-06-28 18:00
2024-06-28 19:00
2024-06-28 20:00
2024-06-28 21:00
2024-06-28 22:00
2024-06-28 23:00
2024-06-29
2024-06-29 01:00
2024-06-29 02:00
2024-06-29 03:00
2024-06-29 04:00
2024-06-29 05:00
2024-06-29 06:00
2024-06-29 07:00
2024-06-29 08:00
2024-06-29 09:00
2024-06-29 10:00
2024-06-29 11:00
2024-06-29 12:00
2024-06-29 13:00
2024-06-29 14:00
2024-06-29 15:00
2024-06-29 16:00
2024-06-29 17:00
2024-06-29 18:00
2024-06-29 19:00
2024-06-29 20:00
2024-06-29 21:00
2024-06-29 22:00
2024-06-29 23:00
2024-06-30
2024-06-30 01:00
2024-06-30 02:00
2024-06-30 03:00
2024-06-30 04:00
2024-06-30 05:00
2024-06-30 06:00
2024-06-30 07:00
2024-06-30 08:00
2024-06-30 09:00
2024-06-30 10:00
2024-06-30 11:00
2024-06-30 12:00
2024-06-30 13:00
2024-06-30 14:00
2024-06-30 15:00
2024-06-30 16:00
2024-06-30 17:00
2024-06-30 18:00
2024-06-30 19:00
2024-06-30 20:00
2024-06-30 21:00
2024-06-30 22:00
2024-06-30 23:00
2024-07-01
2024-07-01 01:00
2024-07-01 02:00
2024-07-01 03:00
2024-07-01 04:00
2024-07-01 05:00
2024-07-01 06:00
2024-07-01 07:00
2024-07-01 08:00
2024-07-01 09:00
2024-07-01 10:00
2024-07-01 11:00
2024-07-01 12:00
2024-07-01 13:00
2024-07-01 14:00
2024-07-01 15:00
2024-07-01 16:00
2024-07-01 17:00
2024-07-01 18:00
2024-07-01 19:00
2024-07-01 20:00
2024-07-01 21:00
2024-07-01 22:00
2024-07-01 23:00
2024-07-02
2024-07-02 01:00
2024-07-02 02:00
2024-07-02 03:00
2024-07-02 04:00
2024-07-02 05:00
2024-07-02 06:00
2024-07-02 07:00
2024-07-02 08:00
2024-07-02 09:00
2024-07-02 10:00
2024-07-02 11:00
2024-07-02 12:00
2024-07-02 13:00
2024-07-02 14:00
2024-07-02 15:00
2024-07-02 16:00
2024-07-02 17:00
2024-07-02 18:00
2024-07-02 19:00
2024-07-02 20:00
2024-07-02 21:00
2024-07-02 22:00
2024-07-02 23:00
2024-07-03
2024-07-03 01:00
2024-07-03 02:00
2024-07-03 03:00
2024-07-03 04:00
2024-07-03 05:00
2024-07-03 06:00
2024-07-03 07:00
2024-07-03 08:00
2024-07-03 09:00
2024-07-03 10:00
2024-07-03 11:00
2024-07-03 12:00
2024-07-03 13:00
2024-07-03 14:00
2024-07-03 15:00
2024-07-03 16:00
2024-07-03 17:00
2024-07-03 18:00
2024-07-03 19:00
2024-07-03 20:00
2024-07-03 21:00
2024-07-03 22:00
2024-07-03 23:00
2024-07-04
2024-07-04 01:00
2024-07-04 02:00
2024-07-04 03:00
2024-07-04 04:00
2024-07-04 05:00
2024-07-04 06:00
2024-07-04 07:00
2024-07-04 08:00
2024-07-04 09:00
2024-07-04 10:00
2024-07-04 11:00
2024-07-04 12:00
2024-07-04 13:00
2024-07-04 14:00
2024-07-04 15:00
2024-07-04 16:00
2024-07-04 17:00
2024-07-04 18:00
2024-07-04 19:00
2024-07-04 20:00
2024-07-04 21:00
2024-07-04 22:00
2024-07-04 23:00
2024-07-05
2024-07-05 01:00
2024-07-05 02:00
2024-07-05 03:00
2024-07-05 04:00
2024-07-05 05:00
2024-07-05 06:00
2024-07-05 07:00
2024-07-05 08:00
2024-07-05 09:00
2024-07-05 10:00
2024-07-05 11:00
2024-07-05 12:00
2024-07-05 13:00
2024-07-05 14:00
2024-07-05 15:00
2024-07-05 16:00
2024-07-05 17:00
2024-07-05 18:00
2024-07-05 19:00
2024-07-05 20:00
2024-07-05 21:00
2024-07-05 22:00
2024-07-05 23:00
2024-07-06
2024-07-06 01:00
2024-07-06 02:00
2024-07-06 03:00
2024-07-06 04:00
2024-07-06 05:00
2024-07-06 06:00
2024-07-06 07:00
2024-07-06 08:00
2024-07-06 09:00
2024-07-06 10:00
2024-07-06 11:00
2024-07-06 12:00
2024-07-06 13:00
2024-07-06 14:00
2024-07-06 15:00
2024-07-06 16:00
2024-07-06 17:00
2024-07-06 18:00
2024-07-06 19:00
2024-07-06 20:00
2024-07-06 21:00
2024-07-06 22:00
2024-07-06 23:00
2024-07-07
2024-07-07 01:00
2024-07-07 02:00
2024-07-07 03:00
2024-07-07 04:00
2024-07-07 05:00
2024-07-07 06:00
2024-07-07 07:00
2024-07-07 08:00
2024-07-07 09:00
2024-07-07 10:00
2024-07-07 11:00
2024-07-07 12:00
2024-07-07 13:00
2024-07-07 14:00
2024-07-07 15:00
2024-07-07 16:00
2024-07-07 17:00
2024-07-07 18:00
2024-07-07 19:00
2024-07-07 20:00
2024-07-07 21:00
2024-07-07 22:00
2024-07-07 23:00
2024-07-08
2024-07-08 01:00
2024-07-08 02:00
2024-07-08 03:00
2024-07-08 04:00
2024-07-08 05:00
2024-07-08 06:00
2024-07-08 07:00
2024-07-08 08:00
2024-07-08 09:00
2024-07-08 10:00
2024-07-08 11:00
2024-07-08 12:00
2024-07-08 13:00
2024-07-08 14:00
2024-07-08 15:00
2024-07-08 16:00
2024-07-08 17:00
2024-07-08 18:00
2024-07-08 19:00
2024-07-08 20:00
2024-07-08 21:00
2024-07-08 22:00
2024-07-08 23:00
2024-07-09
2024-07-09 01:00
2024-07-09 02:00
2024-07-09 03:00
2024-07-09 04:00
2024-07-09 05:00
2024-07-09 06:00
2024-07-09 07:00
2024-07-09 08:00
2024-07-09 09:00
2024-07-09 10:00
2024-07-09 11:00
2024-07-09 12:00
2024-07-09 13:00
2024-07-09 14:00
2024-07-09 15:00
2024-07-09 16:00
2024-07-09 17:00
2024-07-09 18:00
2024-07-09 19:00
2024-07-09 20:00
2024-07-09 21:00
2024-07-09 22:00
2024-07-09 23:00
2024-07-10
2024-07-10 01:00
2024-07-10 02:00
2024-07-10 03:00
2024-07-10 04:00
2024-07-10 05:00
2024-07-10 06:00
2024-07-10 07:00
2024-07-10 08:00
2024-07-10 09:00
2024-07-10 10:00
2024-07-10 11:00
2024-07-10 12:00
2024-07-10 13:00
2024-07-10 14:00
2024-07-10 15:00
2024-07-10 16:00
2024-07-10 17:00
2024-07-10 18:00
2024-07-10 19:00
2024-07-10 20:00
2024-07-10 21:00
2024-07-10 22:00
2024-07-10 23:00
2024-07-11
2024-07-11 01:00
2024-07-11 02:00
2024-07-11 03:00
2024-07-11 04:00
2024-07-11 05:00
2024-07-11 06:00
2024-07-11 07:00
2024-07-11 08:00
2024-07-11 09:00
2024-07-11 10:00
2024-07-11 11:00
2024-07-11 12:00
2024-07-11 13:00
2024-07-11 14:00
2024-07-11 15:00
2024-07-11 16:00
2024-07-11 17:00
2024-07-11 18:00
2024-07-11 19:00
2024-07-11 20:00
2024-07-11 21:00
2024-07-11 22:00
2024-07-11 23:00
2024-07-12
2024-07-12 01:00
2024-07-12 02:00
2024-07-12 03:00
2024-07-12 04:00
2024-07-12 05:00
2024-07-12 06:00
2024-07-12 07:00
2024-07-12 08:00
2024-07-12 09:00
2024-07-12 10:00
2024-07-12 11:00
2024-07-12 12:00
2024-07-12 13:00
2024-07-12 14:00
2024-07-12 15:00
2024-07-12 16:00
2024-07-12 17:00
2024-07-12 18:00
2024-07-12 19:00
2024-07-12 20:00
2024-07-12 21:00
2024-07-12 22:00
2024-07-12 23:00
2024-07-13
2024-07-13 01:00
2024-07-13 02:00
2024-07-13 03:00
2024-07-13 04:00
2024-07-13 05:00
2024-07-13 06:00
2024-07-13 07:00
2024-07-13 08:00
2024-07-13 09:00
2024-07-13 10:00
2024-07-13 11:00
2024-07-13 12:00
2024-07-13 13:00
2024-07-13 14:00
2024-07-13 15:00
2024-07-13 16:00
2024-07-13 17:00
2024-07-13 18:00
2024-07-13 19:00
2024-07-13 20:00
2024-07-13 21:00
2024-07-13 22:00
2024-07-13 23:00
2024-07-14
2024-07-14 01:00
2024-07-14 02:00
2024-07-14 03:00
2024-07-14 04:00
2024-07-14 05:00
2024-07-14 06:00
2024-07-14 07:00
2024-07-14 08:00
2024-07-14 09:00
2024-07-14 10:00
2024-07-14 11:00
2024-07-14 12:00
2024-07-14 13:00
2024-07-14 14:00
2024-07-14 15:00
2024-07-14 16:00
2024-07-14 17:00
2024-07-14 18:00
2024-07-14 19:00
2024-07-14 20:00
2024-07-14 21:00
2024-07-14 22:00
2024-07-14 23:00
2024-07-15
2024-07-15 01:00
2024-07-15 02:00
2024-07-15 03:00
2024-07-15 04:00
2024-07-15 05:00
2024-07-15 06:00
2024-07-15 07:00
2024-07-15 08:00
2024-07-15 09:00
2024-07-15 10:00
2024-07-15 11:00
2024-07-15 12:00
2024-07-15 13:00
2024-07-15 14:00
2024-07-15 15:00
2024-07-15 16:00
2024-07-15 17:00
2024-07-15 18:00
2024-07-15 19:00
2024-07-15 20:00
2024-07-15 21:00
2024-07-15 22:00
2024-07-15 23:00
2024-07-16
2024-07-16 01:00
2024-07-16 02:00
2024-07-16 03:00
2024-07-16 04:00
2024-07-16 05:00
2024-07-16 06:00
2024-07-16 07:00
2024-07-16 08:00
2024-07-16 09:00
2024-07-16 10:00
2024-07-16 11:00
2024-07-16 12:00
2024-07-16 13:00
2024-07-16 14:00
2024-07-16 15:00
2024-07-16 16:00
2024-07-16 17:00
2024-07-16 18:00
2024-07-16 19:00
2024-07-16 20:00
2024-07-16 21:00
2024-07-16 22:00
2024-07-16 23:00
2024-07-17
2024-07-17 01:00
2024-07-17 02:00
2024-07-17 03:00
2024-07-17 04:00
2024-07-17 05:00
2024-07-17 06:00
2024-07-17 07:00
2024-07-17 08:00
2024-07-17 09:00
2024-07-17 10:00
2024-07-17 11:00
2024-07-17 12:00
2024-07-17 13:00
2024-07-17 14:00
2024-07-17 15:00
2024-07-17 16:00
2024-07-17 17:00
2024-07-17 18:00
2024-07-17 19:00
2024-07-17 20:00
2024-07-17 21:00
2024-07-17 22:00
2024-07-17 23:00
2024-07-18
2024-07-18 01:00
2024-07-18 02:00
2024-07-18 03:00
2024-07-18 04:00
2024-07-18 05:00
2024-07-18 06:00
2024-07-18 07:00
2024-07-18 08:00
2024-07-18 09:00
2024-07-18 10:00
2024-07-18 11:00
2024-07-18 12:00
2024-07-18 13:00
2024-07-18 14:00
2024-07-18 15:00
2024-07-18 16:00
2024-07-18 17:00
2024-07-18 18:00
2024-07-18 19:00
2024-07-18 20:00
2024-07-18 21:00
2024-07-18 22:00
2024-07-18 23:00
2024-07-19
2024-07-19 01:00
2024-07-19 02:00
2024-07-19 03:00
2024-07-19 04:00
2024-07-19 05:00
2024-07-19 06:00
2024-07-19 07:00
2024-07-19 08:00
2024-07-19 09:00
2024-07-19 10:00
2024-07-19 11:00
2024-07-19 12:00
2024-07-19 13:00
2024-07-19 14:00
2024-07-19 15:00
2024-07-19 16:00
2024-07-19 17:00
2024-07-19 18:00
2024-07-19 19:00
2024-07-19 20:00
2024-07-19 21:00
2024-07-19 22:00
2024-07-19 23:00
2024-07-20
2024-07-20 01:00
2024-07-20 02:00
2024-07-20 03:00
2024-07-20 04:00
2024-07-20 05:00
2024-07-20 06:00
2024-07-20 07:00
2024-07-20 08:00
2024-07-20 09:00
2024-07-20 10:00
2024-07-20 11:00
2024-07-20 12:00
2024-07-20 13:00
2024-07-20 14:00
2024-07-20 15:00
2024-07-20 16:00
2024-07-20 17:00
2024-07-20 18:00
2024-07-20 19:00
2024-07-20 20:00
2024-07-20 21:00
2024-07-20 22:00
2024-07-20 23:00
2024-07-21
2024-07-21 01:00
2024-07-21 02:00
2024-07-21 03:00
2024-07-21 04:00
2024-07-21 05:00
2024-07-21 06:00
2024-07-21 07:00
2024-07-21 08:00
2024-07-21 09:00
2024-07-21 10:00
2024-07-21 11:00
2024-07-21 12:00
2024-07-21 13:00
2024-07-21 14:00
2024-07-21 15:00
2024-07-21 16:00
2024-07-21 17:00
2024-07-21 18:00
2024-07-21 19:00
2024-07-21 20:00
2024-07-21 21:00
2024-07-21 22:00
2024-07-21 23:00
2024-07-22
2024-07-22 01:00
2024-07-22 02:00
2024-07-22 03:00
2024-07-22 04:00
2024-07-22 05:00
2024-07-22 06:00
2024-07-22 07:00
2024-07-22 08:00
2024-07-22 09:00
2024-07-22 10:00
2024-07-22 11:00
2024-07-22 12:00
2024-07-22 13:00
2024-07-22 14:00
2024-07-22 15:00
2024-07-22 16:00
2024-07-22 17:00
2024-07-22 18:00
2024-07-22 19:00
2024-07-22 20:00
2024-07-22 21:00
2024-07-22 22:00
2024-07-22 23:00
2024-07-23
2024-07-23 01:00
2024-07-23 02:00
2024-07-23 03:00
2024-07-23 04:00
2024-07-23 05:00
2024-07-23 06:00
2024-07-23 07:00
2024-07-23 08:00
2024-07-23 09:00
2024-07-23 10:00
2024-07-23 11:00
2024-07-23 12:00
2024-07-23 13:00
2024-07-23 14:00
2024-07-23 15:00
2024-07-23 16:00
2024-07-23 17:00
2024-07-23 18:00
2024-07-23 19:00
2024-07-23 20:00
2024-07-23 21:00
2024-07-23 22:00
2024-07-23 23:00
2024-07-24
2024-07-24 01:00
2024-07-24 02:00
2024-07-24 03:00
2024-07-24 04:00
2024-07-24 05:00
2024-07-24 06:00
2024-07-24 07:00
2024-07-24 08:00
2024-07-24 09:00
2024-07-24 10:00
2024-07-24 11:00
2024-07-24 12:00
2024-07-24 13:00
2024-07-24 14:00
2024-07-24 15:00
2024-07-24 16:00
2024-07-24 17:00
2024-07-24 18:00
2024-07-24 19:00
2024-07-24 20:00
2024-07-24 21:00
2024-07-24 22:00
2024-07-24 23:00
2024-07-25
2024-07-25 01:00
2024-07-25 02:00
2024-07-25 03:00
2024-07-25 04:00
2024-07-25 05:00
2024-07-25 06:00
2024-07-25 07:00
2024-07-25 08:00
2024-07-25 09:00
2024-07-25 10:00
2024-07-25 11:00
2024-07-25 12:00
2024-07-25 13:00
2024-07-25 14:00
2024-07-25 15:00
2024-07-25 16:00
2024-07-25 17:00
2024-07-25 18:00
2024-07-25 19:00
2024-07-25 20:00
2024-07-25 21:00
2024-07-25 22:00
2024-07-25 23:00
2024-07-26
2024-07-26 01:00
2024-07-26 02:00
2024-07-26 03:00
2024-07-26 04:00
2024-07-26 05:00
2024-07-26 06:00
2024-07-26 07:00
2024-07-26 08:00
2024-07-26 09:00
2024-07-26 10:00
2024-07-26 11:00
2024-07-26 12:00
2024-07-26 13:00
2024-07-26 14:00
2024-07-26 15:00
2024-07-26 16:00
2024-07-26 17:00
2024-07-26 18:00
2024-07-26 19:00
2024-07-26 20:00
2024-07-26 21:00
2024-07-26 22:00
2024-07-26 23:00
2024-07-27
2024-07-27 01:00
2024-07-27 02:00
2024-07-27 03:00
2024-07-27 04:00
2024-07-27 05:00
2024-07-27 06:00
2024-07-27 07:00
2024-07-27 08:00
2024-07-27 09:00
2024-07-27 10:00
2024-07-27 11:00
2024-07-27 12:00
2024-07-27 13:00
2024-07-27 14:00
2024-07-27 15:00
2024-07-27 16:00
2024-07-27 17:00
2024-07-27 18:00
2024-07-27 19:00
2024-07-27 20:00
2024-07-27 21:00
2024-07-27 22:00
2024-07-27 23:00
2024-07-28
2024-07-28 01:00
2024-07-28 02:00
2024-07-28 03:00
2024-07-28 04:00
2024-07-28 05:00
2024-07-28 06:00
2024-07-28 07:00
2024-07-28 08:00
2024-07-28 09:00
2024-07-28 10:00
2024-07-28 11:00
2024-07-28 12:00
2024-07-28 13:00
2024-07-28 14:00
2024-07-28 15:00
2024-07-28 16:00
2024-07-28 17:00
2024-07-28 18:00
2024-07-28 19:00
2024-07-28 20:00
2024-07-28 21:00
2024-07-28 22:00
2024-07-28 23:00
2024-07-29
2024-07-29 01:00
2024-07-29 02:00
2024-07-29 03:00
2024-07-29 04:00
2024-07-29 05:00
2024-07-29 06:00
2024-07-29 07:00
2024-07-29 08:00
2024-07-29 09:00
2024-07-29 10:00
2024-07-29 11:00
2024-07-29 12:00
2024-07-29 13:00
2024-07-29 14:00
2024-07-29 15:00
2024-07-29 16:00
2024-07-29 17:00
2024-07-29 18:00
2024-07-29 19:00
2024-07-29 20:00
2024-07-29 21:00
2024-07-29 22:00
2024-07-29 23:00
2024-07-30
2024-07-30 01:00
2024-07-30 02:00
2024-07-30 03:00
2024-07-30 04:00
2024-07-30 05:00
2024-07-30 06:00
2024-07-30 07:00
2024-07-30 08:00
2024-07-30 09:00
2024-07-30 10:00
2024-07-30 11:00
2024-07-30 12:00
2024-07-30 13:00
2024-07-30 14:00
2024-07-30 15:00
2024-07-30 16:00
2024-07-30 17:00
2024-07-30 18:00
2024-07-30 19:00
2024-07-30 20:00
2024-07-30 21:00
2024-07-30 22:00
2024-07-30 23:00
2024-07-31
2024-07-31 01:00
2024-07-31 02:00
2024-07-31 03:00
2024-07-31 04:00
2024-07-31 05:00
2024-07-31 06:00
2024-07-31 07:00
2024-07-31 08:00
2024-07-31 09:00
2024-07-31 10:00
2024-07-31 11:00
2024-07-31 12:00
2024-07-31 13:00
2024-07-31 14:00
2024-07-31 15:00
2024-07-31 16:00
2024-07-31 17:00
2024-07-31 18:00
2024-07-31 19:00
2024-07-31 20:00
2024-07-31 21:00
2024-07-31 22:00
2024-07-31 23:00
2024-08-01
2024-08-01 01:00
2024-08-01 02:00
2024-08-01 03:00
2024-08-01 04:00
2024-08-01 05:00
2024-08-01 06:00
2024-08-01 07:00
2024-08-01 08:00
2024-08-01 09:00
2024-08-01 10:00
2024-08-01 11:00
2024-08-01 12:00
2024-08-01 13:00
2024-08-01 14:00
2024-08-01 15:00
2024-08-01 16:00
2024-08-01 17:00
2024-08-01 18:00
2024-08-01 19:00
2024-08-01 20:00
2024-08-01 21:00
2024-08-01 22:00
2024-08-01 23:00
2024-08-02
2024-08-02 01:00
2024-08-02 02:00
2024-08-02 03:00
2024-08-02 04:00
2024-08-02 05:00
2024-08-02 06:00
2024-08-02 07:00
2024-08-02 08:00
2024-08-02 09:00
2024-08-02 10:00
2024-08-02 11:00
2024-08-02 12:00
2024-08-02 13:00
2024-08-02 14:00
2024-08-02 15:00
2024-08-02 16:00
2024-08-02 17:00
2024-08-02 18:00
2024-08-02 19:00
2024-08-02 20:00
2024-08-02 21:00
2024-08-02 22:00
2024-08-02 23:00
2024-08-03
2024-08-03 01:00
2024-08-03 02:00
2024-08-03 03:00
2024-08-03 04:00
2024-08-03 05:00
2024-08-03 06:00
2024-08-03 07:00
2024-08-03 08:00
2024-08-03 09:00
2024-08-03 10:00
2024-08-03 11:00
2024-08-03 12:00
2024-08-03 13:00
2024-08-03 14:00
2024-08-03 15:00
2024-08-03 16:00
2024-08-03 17:00
2024-08-03 18:00
2024-08-03 19:00
2024-08-03 20:00
2024-08-03 21:00
2024-08-03 22:00
2024-08-03 23:00
2024-08-04
2024-08-04 01:00
2024-08-04 02:00
2024-08-04 03:00
2024-08-04 04:00
2024-08-04 05:00
2024-08-04 06:00
2024-08-04 07:00
2024-08-04 08:00
2024-08-04 09:00
2024-08-04 10:00
2024-08-04 11:00
2024-08-04 12:00
2024-08-04 13:00
2024-08-04 14:00
2024-08-04 15:00
2024-08-04 16:00
2024-08-04 17:00
2024-08-04 18:00
2024-08-04 19:00
2024-08-04 20:00
2024-08-04 21:00
2024-08-04 22:00
2024-08-04 23:00
2024-08-05
2024-08-05 01:00
2024-08-05 02:00
2024-08-05 03:00
2024-08-05 04:00
2024-08-05 05:00
2024-08-05 06:00
2024-08-05 07:00
2024-08-05 08:00
2024-08-05 09:00
2024-08-05 10:00
2024-08-05 11:00
2024-08-05 12:00
2024-08-05 13:00
2024-08-05 14:00
2024-08-05 15:00
2024-08-05 16:00
2024-08-05 17:00
2024-08-05 18:00
2024-08-05 19:00
2024-08-05 20:00
2024-08-05 21:00
2024-08-05 22:00
2024-08-05 23:00
2024-08-06
2024-08-06 01:00
2024-08-06 02:00
2024-08-06 03:00
2024-08-06 04:00
2024-08-06 05:00
2024-08-06 06:00
2024-08-06 07:00
2024-08-06 08:00
2024-08-06 09:00
2024-08-06 10:00
2024-08-06 11:00
2024-08-06 12:00
2024-08-06 13:00
2024-08-06 14:00
2024-08-06 15:00
2024-08-06 16:00
2024-08-06 17:00
2024-08-06 18:00
2024-08-06 19:00
2024-08-06 20:00
2024-08-06 21:00
2024-08-06 22:00
2024-08-06 23:00
2024-08-07
2024-08-07 01:00
2024-08-07 02:00
2024-08-07 03:00
2024-08-07 04:00
2024-08-07 05:00
2024-08-07 06:00
2024-08-07 07:00
2024-08-07 08:00
2024-08-07 09:00
2024-08-07 10:00
2024-08-07 11:00
2024-08-07 12:00
2024-08-07 13:00
2024-08-07 14:00
2024-08-07 15:00
2024-08-07 16:00
2024-08-07 17:00
2024-08-07 18:00
2024-08-07 19:00
2024-08-07 20:00
2024-08-07 21:00
2024-08-07 22:00
2024-08-07 23:00
2024-08-08
2024-08-08 01:00
2024-08-08 02:00
2024-08-08 03:00
2024-08-08 04:00
2024-08-08 05:00
2024-08-08 06:00
2024-08-08 07:00
2024-08-08 08:00
2024-08-08 09:00
2024-08-08 10:00
2024-08-08 11:00
2024-08-08 12:00
2024-08-08 13:00
2024-08-08 14:00
2024-08-08 15:00
2024-08-08 16:00
2024-08-08 17:00
2024-08-08 18:00
2024-08-08 19:00
2024-08-08 20:00
2024-08-08 21:00
2024-08-08 22:00
2024-08-08 23:00
2024-08-09
2024-08-09 01:00
2024-08-09 02:00
2024-08-09 03:00
2024-08-09 04:00
2024-08-09 05:00
2024-08-09 06:00
2024-08-09 07:00
2024-08-09 08:00
2024-08-09 09:00
2024-08-09 10:00
2024-08-09 11:00
2024-08-09 12:00
2024-08-09 13:00
2024-08-09 14:00
2024-08-09 15:00
2024-08-09 16:00
2024-08-09 17:00
2024-08-09 18:00
2024-08-09 19:00
2024-08-09 20:00
2024-08-09 21:00
2024-08-09 22:00
2024-08-09 23:00
2024-08-10
2024-08-10 01:00
2024-08-10 02:00
2024-08-10 03:00
2024-08-10 04:00
2024-08-10 05:00
2024-08-10 06:00
2024-08-10 07:00
2024-08-10 08:00
2024-08-10 09:00
2024-08-10 10:00
2024-08-10 11:00
2024-08-10 12:00
2024-08-10 13:00
2024-08-10 14:00
2024-08-10 15:00
2024-08-10 16:00
2024-08-10 17:00
2024-08-10 18:00
2024-08-10 19:00
2024-08-10 20:00
2024-08-10 21:00
2024-08-10 22:00
2024-08-10 23:00
2024-08-11
2024-08-11 01:00
2024-08-11 02:00
2024-08-11 03:00
2024-08-11 04:00
2024-08-11 05:00
2024-08-11 06:00
2024-08-11 07:00
2024-08-11 08:00
2024-08-11 09:00
2024-08-11 10:00
2024-08-11 11:00
2024-08-11 12:00
2024-08-11 13:00
2024-08-11 14:00
2024-08-11 15:00
2024-08-11 16:00
2024-08-11 17:00
2024-08-11 18:00
2024-08-11 19:00
2024-08-11 20:00
2024-08-11 21:00
2024-08-11 22:00
2024-08-11 23:00
2024-08-12
2024-08-12 01:00
2024-08-12 02:00
2024-08-12 03:00
2024-08-12 04:00
2024-08-12 05:00
2024-08-12 06:00
2024-08-12 07:00
2024-08-12 08:00
2024-08-12 09:00
2024-08-12 10:00
2024-08-12 11:00
2024-08-12 12:00
2024-08-12 13:00
2024-08-12 14:00
2024-08-12 15:00
2024-08-12 16:00
2024-08-12 17:00
2024-08-12 18:00
2024-08-12 19:00
2024-08-12 20:00
2024-08-12 21:00
2024-08-12 22:00
2024-08-12 23:00
2024-08-13
2024-08-13 01:00
2024-08-13 02:00
2024-08-13 03:00
2024-08-13 04:00
2024-08-13 05:00
2024-08-13 06:00
2024-08-13 07:00
2024-08-13 08:00
2024-08-13 09:00
2024-08-13 10:00
2024-08-13 11:00
2024-08-13 12:00
2024-08-13 13:00
2024-08-13 14:00
2024-08-13 15:00
2024-08-13 16:00
2024-08-13 17:00
2024-08-13 18:00
2024-08-13 19:00
2024-08-13 20:00
2024-08-13 21:00
2024-08-13 22:00
2024-08-13 23:00
2024-08-14
2024-08-14 01:00
2024-08-14 02:00
2024-08-14 03:00
2024-08-14 04:00
2024-08-14 05:00
2024-08-14 06:00
2024-08-14 07:00
2024-08-14 08:00
2024-08-14 09:00
2024-08-14 10:00
2024-08-14 11:00
2024-08-14 12:00
2024-08-14 13:00
2024-08-14 14:00
2024-08-14 15:00
2024-08-14 16:00
2024-08-14 17:00
2024-08-14 18:00
2024-08-14 19:00
2024-08-14 20:00
2024-08-14 21:00
2024-08-14 22:00
2024-08-14 23:00
2024-08-15
2024-08-15 01:00
2024-08-15 02:00
2024-08-15 03:00
2024-08-15 04:00
2024-08-15 05:00
2024-08-15 06:00
2024-08-15 07:00
2024-08-15 08:00
2024-08-15 09:00
2024-08-15 10:00
2024-08-15 11:00
2024-08-15 12:00
2024-08-15 13:00
2024-08-15 14:00
2024-08-15 15:00
2024-08-15 16:00
2024-08-15 17:00
2024-08-15 18:00
2024-08-15 19:00
2024-08-15 20:00
2024-08-15 21:00
2024-08-15 22:00
2024-08-15 23:00
2024-08-16
2024-08-16 01:00
2024-08-16 02:00
2024-08-16 03:00
2024-08-16 04:00
2024-08-16 05:00
2024-08-16 06:00
2024-08-16 07:00
2024-08-16 08:00
2024-08-16 09:00
2024-08-16 10:00
2024-08-16 11:00
2024-08-16 12:00
2024-08-16 13:00
2024-08-16 14:00
2024-08-16 15:00
2024-08-16 16:00
2024-08-16 17:00
2024-08-16 18:00
2024-08-16 19:00
2024-08-16 20:00
2024-08-16 21:00
2024-08-16 22:00
2024-08-16 23:00
2024-08-17
2024-08-17 01:00
2024-08-17 02:00
2024-08-17 03:00
2024-08-17 04:00
2024-08-17 05:00
2024-08-17 06:00
2024-08-17 07:00
2024-08-17 08:00
2024-08-17 09:00
2024-08-17 10:00
2024-08-17 11:00
2024-08-17 12:00
2024-08-17 13:00
2024-08-17 14:00
2024-08-17 15:00
2024-08-17 16:00
2024-08-17 17:00
2024-08-17 18:00
2024-08-17 19:00
2024-08-17 20:00
2024-08-17 21:00
2024-08-17 22:00
2024-08-17 23:00
2024-08-18
2024-08-18 01:00
2024-08-18 02:00
2024-08-18 03:00
2024-08-18 04:00
2024-08-18 05:00
2024-08-18 06:00
2024-08-18 07:00
2024-08-18 08:00
2024-08-18 09:00
2024-08-18 10:00
2024-08-18 11:00
2024-08-18 12:00
2024-08-18 13:00
2024-08-18 14:00
2024-08-18 15:00
2024-08-18 16:00
2024-08-18 17:00
2024-08-18 18:00
2024-08-18 19:00
2024-08-18 20:00
2024-08-18 21:00
2024-08-18 22:00
2024-08-18 23:00
2024-08-19
2024-08-19 01:00
2024-08-19 02:00
2024-08-19 03:00
2024-08-19 04:00
2024-08-19 05:00
2024-08-19 06:00
2024-08-19 07:00
2024-08-19 08:00
2024-08-19 09:00
2024-08-19 10:00
2024-08-19 11:00
2024-08-19 12:00
2024-08-19 13:00
2024-08-19 14:00
2024-08-19 15:00
2024-08-19 16:00
2024-08-19 17:00
2024-08-19 18:00
2024-08-19 19:00
2024-08-19 20:00
2024-08-19 21:00
2024-08-19 22:00
2024-08-19 23:00
2024-08-20
2024-08-20 01:00
2024-08-20 02:00
2024-08-20 03:00
2024-08-20 04:00
2024-08-20 05:00
2024-08-20 06:00
2024-08-20 07:00
2024-08-20 08:00
2024-08-20 09:00
2024-08-20 10:00
2024-08-20 11:00
2024-08-20 12:00
2024-08-20 13:00
2024-08-20 14:00
2024-08-20 15:00
2024-08-20 16:00
2024-08-20 17:00
2024-08-20 18:00
2024-08-20 19:00
2024-08-20 20:00
2024-08-20 21:00
2024-08-20 22:00
2024-08-20 23:00
2024-08-21
2024-08-21 01:00
2024-08-21 02:00
2024-08-21 03:00
2024-08-21 04:00
2024-08-21 05:00
2024-08-21 06:00
2024-08-21 07:00
2024-08-21 08:00
2024-08-21 09:00
2024-08-21 10:00
2024-08-21 11:00
2024-08-21 12:00
2024-08-21 13:00
2024-08-21 14:00
2024-08-21 15:00
2024-08-21 16:00
2024-08-21 17:00
2024-08-21 18:00
2024-08-21 19:00
2024-08-21 20:00
2024-08-21 21:00
2024-08-21 22:00
2024-08-21 23:00
2024-08-22
2024-08-22 01:00
2024-08-22 02:00
2024-08-22 03:00
2024-08-22 04:00
2024-08-22 05:00
2024-08-22 06:00
2024-08-22 07:00
2024-08-22 08:00
2024-08-22 09:00
2024-08-22 10:00
2024-08-22 11:00
2024-08-22 12:00
2024-08-22 13:00
2024-08-22 14:00
2024-08-22 15:00
2024-08-22 16:00
2024-08-22 17:00
2024-08-22 18:00
2024-08-22 19:00
2024-08-22 20:00
2024-08-22 21:00
2024-08-22 22:00
2024-08-22 23:00
2024-08-23
2024-08-23 01:00
2024-08-23 02:00
2024-08-23 03:00
2024-08-23 04:00
2024-08-23 05:00
2024-08-23 06:00
2024-08-23 07:00
2024-08-23 08:00
2024-08-23 09:00
2024-08-23 10:00
2024-08-23 11:00
2024-08-23 12:00
2024-08-23 13:00
2024-08-23 14:00
2024-08-23 15:00
2024-08-23 16:00
2024-08-23 17:00
2024-08-23 18:00
2024-08-23 19:00
2024-08-23 20:00
2024-08-23 21:00
2024-08-23 22:00
2024-08-23 23:00
2024-08-24
2024-08-24 01:00
2024-08-24 02:00
2024-08-24 03:00
2024-08-24 04:00
2024-08-24 05:00
2024-08-24 06:00
2024-08-24 07:00
2024-08-24 08:00
2024-08-24 09:00
2024-08-24 10:00
2024-08-24 11:00
2024-08-24 12:00
2024-08-24 13:00
2024-08-24 14:00
2024-08-24 15:00
2024-08-24 16:00
2024-08-24 17:00
2024-08-24 18:00
2024-08-24 19:00
2024-08-24 20:00
2024-08-24 21:00
2024-08-24 22:00
2024-08-24 23:00
2024-08-25
2024-08-25 01:00
2024-08-25 02:00
2024-08-25 03:00
2024-08-25 04:00
2024-08-25 05:00
2024-08-25 06:00
2024-08-25 07:00
2024-08-25 08:00
2024-08-25 09:00
2024-08-25 10:00
2024-08-25 11:00
2024-08-25 12:00
2024-08-25 13:00
2024-08-25 14:00
2024-08-25 15:00
2024-08-25 16:00
2024-08-25 17:00
2024-08-25 18:00
2024-08-25 19:00
2024-08-25 20:00
2024-08-25 21:00
2024-08-25 22:00
2024-08-25 23:00
2024-08-26
2024-08-26 01:00
2024-08-26 02:00
2024-08-26 03:00
2024-08-26 04:00
2024-08-26 05:00
2024-08-26 06:00
2024-08-26 07:00
2024-08-26 08:00
2024-08-26 09:00
2024-08-26 10:00
2024-08-26 11:00
2024-08-26 12:00
2024-08-26 13:00
2024-08-26 14:00
2024-08-26 15:00
2024-08-26 16:00
2024-08-26 17:00
2024-08-26 18:00
2024-08-26 19:00
2024-08-26 20:00
2024-08-26 21:00
2024-08-26 22:00
2024-08-26 23:00
2024-08-27
2024-08-27 01:00
2024-08-27 02:00
2024-08-27 03:00
2024-08-27 04:00
2024-08-27 05:00
2024-08-27 06:00
2024-08-27 07:00
2024-08-27 08:00
2024-08-27 09:00
2024-08-27 10:00
2024-08-27 11:00
2024-08-27 12:00
2024-08-27 13:00
2024-08-27 14:00
2024-08-27 15:00
2024-08-27 16:00
2024-08-27 17:00
2024-08-27 18:00
2024-08-27 19:00
2024-08-27 20:00
2024-08-27 21:00
2024-08-27 22:00
2024-08-27 23:00
2024-08-28
2024-08-28 01:00
2024-08-28 02:00
2024-08-28 03:00
2024-08-28 04:00
2024-08-28 05:00
2024-08-28 06:00
2024-08-28 07:00
2024-08-28 08:00
2024-08-28 09:00
2024-08-28 10:00
2024-08-28 11:00
2024-08-28 12:00
2024-08-28 13:00
2024-08-28 14:00
2024-08-28 15:00
2024-08-28 16:00
2024-08-28 17:00
2024-08-28 18:00
2024-08-28 19:00
2024-08-28 20:00
2024-08-28 21:00
2024-08-28 22:00
2024-08-28 23:00
2024-08-29
2024-08-29 01:00
2024-08-29 02:00
2024-08-29 03:00
2024-08-29 04:00
2024-08-29 05:00
2024-08-29 06:00
2024-08-29 07:00
2024-08-29 08:00
2024-08-29 09:00
2024-08-29 10:00
2024-08-29 11:00
2024-08-29 12:00
2024-08-29 13:00
2024-08-29 14:00
2024-08-29 15:00
2024-08-29 16:00
2024-08-29 17:00
2024-08-29 18:00
2024-08-29 19:00
2024-08-29 20:00
2024-08-29 21:00
2024-08-29 22:00
2024-08-29 23:00
2024-08-30
2024-08-30 01:00
2024-08-30 02:00
2024-08-30 03:00
2024-08-30 04:00
2024-08-30 05:00
2024-08-30 06:00
2024-08-30 07:00
2024-08-30 08:00
2024-08-30 09:00
2024-08-30 10:00
2024-08-30 11:00
2024-08-30 12:00
2024-08-30 13:00
2024-08-30 14:00
2024-08-30 15:00
2024-08-30 16:00
2024-08-30 17:00
2024-08-30 18:00
2024-08-30 19:00
2024-08-30 20:00
2024-08-30 21:00
2024-08-30 22:00
2024-08-30 23:00
2024-08-31
2024-08-31 01:00
2024-08-31 02:00
2024-08-31 03:00
2024-08-31 04:00
2024-08-31 05:00
2024-08-31 06:00
2024-08-31 07:00
2024-08-31 08:00
2024-08-31 09:00
2024-08-31 10:00
2024-08-31 11:00
2024-08-31 12:00
2024-08-31 13:00
2024-08-31 14:00
2024-08-31 15:00
2024-08-31 16:00
2024-08-31 17:00
2024-08-31 18:00
2024-08-31 19:00
2024-08-31 20:00
2024-08-31 21:00
2024-08-31 22:00
2024-08-31 23:00
2024-09-01
2024-09-01 01:00
2024-09-01 02:00
2024-09-01 03:00
2024-09-01 04:00
2024-09-01 05:00
2024-09-01 06:00
2024-09-01 07:00
2024-09-01 08:00
2024-09-01 09:00
2024-09-01 10:00
2024-09-01 11:00
2024-09-01 12:00
2024-09-01 13:00
2024-09-01 14:00
2024-09-01 15:00
2024-09-01 16:00
2024-09-01 17:00
2024-09-01 18:00
2024-09-01 19:00
2024-09-01 20:00
2024-09-01 21:00
2024-09-01 22:00
2024-09-01 23:00
2024-09-02
2024-09-02 01:00
2024-09-02 02:00
2024-09-02 03:00
2024-09-02 04:00
2024-09-02 05:00
2024-09-02 06:00
2024-09-02 07:00
2024-09-02 08:00
2024-09-02 09:00
2024-09-02 10:00
2024-09-02 11:00
2024-09-02 12:00
2024-09-02 13:00
2024-09-02 14:00
2024-09-02 15:00
2024-09-02 16:00
2024-09-02 17:00
2024-09-02 18:00
2024-09-02 19:00
2024-09-02 20:00
2024-09-02 21:00
2024-09-02 22:00
2024-09-02 23:00
2024-09-03
2024-09-03 01:00
2024-09-03 02:00
2024-09-03 03:00
2024-09-03 04:00
2024-09-03 05:00
2024-09-03 06:00
2024-09-03 07:00
2024-09-03 08:00
2024-09-03 09:00
2024-09-03 10:00
2024-09-03 11:00
2024-09-03 12:00
2024-09-03 13:00
2024-09-03 14:00
2024-09-03 15:00
2024-09-03 16:00
2024-09-03 17:00
2024-09-03 18:00
2024-09-03 19:00
2024-09-03 20:00
2024-09-03 21:00
2024-09-03 22:00
2024-09-03 23:00
2024-09-04
2024-09-04 01:00
2024-09-04 02:00
2024-09-04 03:00
2024-09-04 04:00
2024-09-04 05:00
2024-09-04 06:00
2024-09-04 07:00
2024-09-04 08:00
2024-09-04 09:00
2024-09-04 10:00
2024-09-04 11:00
2024-09-04 12:00
2024-09-04 13:00
2024-09-04 14:00
2024-09-04 15:00
2024-09-04 16:00
2024-09-04 17:00
2024-09-04 18:00
2024-09-04 19:00
2024-09-04 20:00
2024-09-04 21:00
2024-09-04 22:00
2024-09-04 23:00
2024-09-05
2024-09-05 01:00
2024-09-05 02:00
2024-09-05 03:00
2024-09-05 04:00
2024-09-05 05:00
2024-09-05 06:00
2024-09-05 07:00
2024-09-05 08:00
2024-09-05 09:00
2024-09-05 10:00
2024-09-05 11:00
2024-09-05 12:00
2024-09-05 13:00
2024-09-05 14:00
2024-09-05 15:00
2024-09-05 16:00
2024-09-05 17:00
2024-09-05 18:00
2024-09-05 19:00
2024-09-05 20:00
2024-09-05 21:00
2024-09-05 22:00
2024-09-05 23:00
2024-09-06
2024-09-06 01:00
2024-09-06 02:00
2024-09-06 03:00
2024-09-06 04:00
2024-09-06 05:00
2024-09-06 06:00
2024-09-06 07:00
2024-09-06 08:00
2024-09-06 09:00
2024-09-06 10:00
2024-09-06 11:00
2024-09-06 12:00
2024-09-06 13:00
2024-09-06 14:00
2024-09-06 15:00
2024-09-06 16:00
2024-09-06 17:00
2024-09-06 18:00
2024-09-06 19:00
2024-09-06 20:00
2024-09-06 21:00
2024-09-06 22:00
2024-09-06 23:00
2024-09-07
2024-09-07 01:00
2024-09-07 02:00
2024-09-07 03:00
2024-09-07 04:00
2024-09-07 05:00
2024-09-07 06:00
2024-09-07 07:00
2024-09-07 08:00
2024-09-07 09:00
2024-09-07 10:00
2024-09-07 11:00
2024-09-07 12:00
2024-09-07 13:00
2024-09-07 14:00
2024-09-07 15:00
2024-09-07 16:00
2024-09-07 17:00
2024-09-07 18:00
2024-09-07 19:00
2024-09-07 20:00
2024-09-07 21:00
2024-09-07 22:00
2024-09-07 23:00
2024-09-08
2024-09-08 01:00
2024-09-08 02:00
2024-09-08 03:00
2024-09-08 04:00
2024-09-08 05:00
2024-09-08 06:00
2024-09-08 07:00
2024-09-08 08:00
2024-09-08 09:00
2024-09-08 10:00
2024-09-08 11:00
2024-09-08 12:00
2024-09-08 13:00
2024-09-08 14:00
2024-09-08 15:00
2024-09-08 16:00
2024-09-08 17:00
2024-09-08 18:00
2024-09-08 19:00
2024-09-08 20:00
2024-09-08 21:00
2024-09-08 22:00
2024-09-08 23:00
2024-09-09
2024-09-09 01:00
2024-09-09 02:00
2024-09-09 03:00
2024-09-09 04:00
2024-09-09 05:00
2024-09-09 06:00
2024-09-09 07:00
2024-09-09 08:00
2024-09-09 09:00
2024-09-09 10:00
2024-09-09 11:00
2024-09-09 12:00
2024-09-09 13:00
2024-09-09 14:00
2024-09-09 15:00
2024-09-09 16:00
2024-09-09 17:00
2024-09-09 18:00
2024-09-09 19:00
2024-09-09 20:00
2024-09-09 21:00
2024-09-09 22:00
2024-09-09 23:00
2024-09-10
2024-09-10 01:00
2024-09-10 02:00
2024-09-10 03:00
2024-09-10 04:00
2024-09-10 05:00
2024-09-10 06:00
2024-09-10 07:00
2024-09-10 08:00
2024-09-10 09:00
2024-09-10 10:00
2024-09-10 11:00
2024-09-10 12:00
2024-09-10 13:00
2024-09-10 14:00
2024-09-10 15:00
2024-09-10 16:00
2024-09-10 17:00
2024-09-10 18:00
2024-09-10 19:00
2024-09-10 20:00
2024-09-10 21:00
2024-09-10 22:00
2024-09-10 23:00
2024-09-11
2024-09-11 01:00
2024-09-11 02:00
2024-09-11 03:00
2024-09-11 04:00
2024-09-11 05:00
2024-09-11 06:00
2024-09-11 07:00
2024-09-11 08:00
2024-09-11 09:00
2024-09-11 10:00
2024-09-11 11:00
2024-09-11 12:00
2024-09-11 13:00
2024-09-11 14:00
2024-09-11 15:00
2024-09-11 16:00
2024-09-11 17:00
2024-09-11 18:00
2024-09-11 19:00
2024-09-11 20:00
2024-09-11 21:00
2024-09-11 22:00
2024-09-11 23:00
2024-09-12
2024-09-12 01:00
2024-09-12 02:00
2024-09-12 03:00
2024-09-12 04:00
2024-09-12 05:00
2024-09-12 06:00
2024-09-12 07:00
2024-09-12 08:00
2024-09-12 09:00
2024-09-12 10:00
2024-09-12 11:00
2024-09-12 12:00
2024-09-12 13:00
2024-09-12 14:00
2024-09-12 15:00
2024-09-12 16:00
2024-09-12 17:00
2024-09-12 18:00
2024-09-12 19:00
2024-09-12 20:00
2024-09-12 21:00
2024-09-12 22:00
2024-09-12 23:00
2024-09-13
2024-09-13 01:00
2024-09-13 02:00
2024-09-13 03:00
2024-09-13 04:00
2024-09-13 05:00
2024-09-13 06:00
2024-09-13 07:00
2024-09-13 08:00
2024-09-13 09:00
2024-09-13 10:00
2024-09-13 11:00
2024-09-13 12:00
2024-09-13 13:00
2024-09-13 14:00
2024-09-13 15:00
2024-09-13 16:00
2024-09-13 17:00
2024-09-13 18:00
2024-09-13 19:00
2024-09-13 20:00
2024-09-13 21:00
2024-09-13 22:00
2024-09-13 23:00
2024-09-14
2024-09-14 01:00
2024-09-14 02:00
2024-09-14 03:00
2024-09-14 04:00
2024-09-14 05:00
2024-09-14 06:00
2024-09-14 07:00
2024-09-14 08:00
2024-09-14 09:00
2024-09-14 10:00
2024-09-14 11:00
2024-09-14 12:00
2024-09-14 13:00
2024-09-14 14:00
2024-09-14 15:00
2024-09-14 16:00
2024-09-14 17:00
2024-09-14 18:00
2024-09-14 19:00
2024-09-14 20:00
2024-09-14 21:00
2024-09-14 22:00
2024-09-14 23:00
2024-09-15
2024-09-15 01:00
2024-09-15 02:00
2024-09-15 03:00
2024-09-15 04:00
2024-09-15 05:00
2024-09-15 06:00
2024-09-15 07:00
2024-09-15 08:00
2024-09-15 09:00
2024-09-15 10:00
2024-09-15 11:00
2024-09-15 12:00
2024-09-15 13:00
2024-09-15 14:00
2024-09-15 15:00
2024-09-15 16:00
2024-09-15 17:00
2024-09-15 18:00
2024-09-15 19:00
2024-09-15 20:00
2024-09-15 21:00
2024-09-15 22:00
2024-09-15 23:00
2024-09-16
2024-09-16 01:00
2024-09-16 02:00
2024-09-16 03:00
2024-09-16 04:00
2024-09-16 05:00
2024-09-16 06:00
2024-09-16 07:00
2024-09-16 08:00
2024-09-16 09:00
2024-09-16 10:00
2024-09-16 11:00
2024-09-16 12:00
2024-09-16 13:00
2024-09-16 14:00
2024-09-16 15:00
2024-09-16 16:00
2024-09-16 17:00
2024-09-16 18:00
2024-09-16 19:00
2024-09-16 20:00
2024-09-16 21:00
2024-09-16 22:00
2024-09-16 23:00
2024-09-17
2024-09-17 01:00
2024-09-17 02:00
2024-09-17 03:00
2024-09-17 04:00
2024-09-17 05:00
2024-09-17 06:00
2024-09-17 07:00
2024-09-17 08:00
2024-09-17 09:00
2024-09-17 10:00
2024-09-17 11:00
2024-09-17 12:00
2024-09-17 13:00
2024-09-17 14:00
2024-09-17 15:00
2024-09-17 16:00
2024-09-17 17:00
2024-09-17 18:00
2024-09-17 19:00
2024-09-17 20:00
2024-09-17 21:00
2024-09-17 22:00
2024-09-17 23:00
2024-09-18
2024-09-18 01:00
2024-09-18 02:00
2024-09-18 03:00
2024-09-18 04:00
2024-09-18 05:00
2024-09-18 06:00
2024-09-18 07:00
2024-09-18 08:00
2024-09-18 09:00
2024-09-18 10:00
2024-09-18 11:00
2024-09-18 12:00
2024-09-18 13:00
2024-09-18 14:00
2024-09-18 15:00
2024-09-18 16:00
2024-09-18 17:00
2024-09-18 18:00
2024-09-18 19:00
2024-09-18 20:00
2024-09-18 21:00
2024-09-18 22:00
2024-09-18 23:00
2024-09-19
2024-09-19 01:00
2024-09-19 02:00
2024-09-19 03:00
2024-09-19 04:00
2024-09-19 05:00
2024-09-19 06:00
2024-09-19 07:00
2024-09-19 08:00
2024-09-19 09:00
2024-09-19 10:00
2024-09-19 11:00
2024-09-19 12:00
2024-09-19 13:00
2024-09-19 14:00
2024-09-19 15:00
2024-09-19 16:00
2024-09-19 17:00
2024-09-19 18:00
2024-09-19 19:00
2024-09-19 20:00
2024-09-19 21:00
2024-09-19 22:00
2024-09-19 23:00
2024-09-20
2024-09-20 01:00
2024-09-20 02:00
2024-09-20 03:00
2024-09-20 04:00
2024-09-20 05:00
2024-09-20 06:00
2024-09-20 07:00
2024-09-20 08:00
2024-09-20 09:00
2024-09-20 10:00
2024-09-20 11:00
2024-09-20 12:00
2024-09-20 13:00
2024-09-20 14:00
2024-09-20 15:00
2024-09-20 16:00
2024-09-20 17:00
2024-09-20 18:00
2024-09-20 19:00
2024-09-20 20:00
2024-09-20 21:00
2024-09-20 22:00
2024-09-20 23:00
2024-09-21
2024-09-21 01:00
2024-09-21 02:00
2024-09-21 03:00
2024-09-21 04:00
2024-09-21 05:00
2024-09-21 06:00
2024-09-21 07:00
2024-09-21 08:00
2024-09-21 09:00
2024-09-21 10:00
2024-09-21 11:00
2024-09-21 12:00
2024-09-21 13:00
2024-09-21 14:00
2024-09-21 15:00
2024-09-21 16:00
2024-09-21 17:00
2024-09-21 18:00
2024-09-21 19:00
2024-09-21 20:00
2024-09-21 21:00
2024-09-21 22:00
2024-09-21 23:00
2024-09-22
2024-09-22 01:00
2024-09-22 02:00
2024-09-22 03:00
2024-09-22 04:00
2024-09-22 05:00
2024-09-22 06:00
2024-09-22 07:00
2024-09-22 08:00
2024-09-22 09:00
2024-09-22 10:00
2024-09-22 11:00
2024-09-22 12:00
2024-09-22 13:00
2024-09-22 14:00
2024-09-22 15:00
2024-09-22 16:00
2024-09-22 17:00
2024-09-22 18:00
2024-09-22 19:00
2024-09-22 20:00
2024-09-22 21:00
2024-09-22 22:00
2024-09-22 23:00
2024-09-23
2024-09-23 01:00
2024-09-23 02:00
2024-09-23 03:00
2024-09-23 04:00
2024-09-23 05:00
2024-09-23 06:00
2024-09-23 07:00
2024-09-23 08:00
2024-09-23 09:00
2024-09-23 10:00
2024-09-23 11:00
2024-09-23 12:00
2024-09-23 13:00
2024-09-23 14:00
2024-09-23 15:00
2024-09-23 16:00
2024-09-23 17:00
2024-09-23 18:00
2024-09-23 19:00
2024-09-23 20:00
2024-09-23 21:00
2024-09-23 22:00
2024-09-23 23:00
2024-09-24
2024-09-24 01:00
2024-09-24 02:00
2024-09-24 03:00
2024-09-24 04:00
2024-09-24 05:00
2024-09-24 06:00
2024-09-24 07:00
2024-09-24 08:00
2024-09-24 09:00
2024-09-24 10:00
2024-09-24 11:00
2024-09-24 12:00
2024-09-24 13:00
2024-09-24 14:00
2024-09-24 15:00
2024-09-24 16:00
2024-09-24 17:00
2024-09-24 18:00
2024-09-24 19:00
2024-09-24 20:00
2024-09-24 21:00
2024-09-24 22:00
2024-09-24 23:00
2024-09-25
2024-09-25 01:00
2024-09-25 02:00
2024-09-25 03:00
2024-09-25 04:00
2024-09-25 05:00
2024-09-25 06:00
2024-09-25 07:00
2024-09-25 08:00
2024-09-25 09:00
2024-09-25 10:00
2024-09-25 11:00
2024-09-25 12:00
2024-09-25 13:00
2024-09-25 14:00
2024-09-25 15:00
2024-09-25 16:00
2024-09-25 17:00
2024-09-25 18:00
2024-09-25 19:00
2024-09-25 20:00
2024-09-25 21:00
2024-09-25 22:00
2024-09-25 23:00
2024-09-26
2024-09-26 01:00
2024-09-26 02:00
2024-09-26 03:00
2024-09-26 04:00
2024-09-26 05:00
2024-09-26 06:00
2024-09-26 07:00
2024-09-26 08:00
2024-09-26 09:00
2024-09-26 10:00
2024-09-26 11:00
2024-09-26 12:00
2024-09-26 13:00
2024-09-26 14:00
2024-09-26 15:00
2024-09-26 16:00
2024-09-26 17:00
2024-09-26 18:00
2024-09-26 19:00
2024-09-26 20:00
2024-09-26 21:00
2024-09-26 22:00
2024-09-26 23:00
2024-09-27
2024-09-27 01:00
2024-09-27 02:00
2024-09-27 03:00
2024-09-27 04:00
2024-09-27 05:00
2024-09-27 06:00
2024-09-27 07:00
2024-09-27 08:00
2024-09-27 09:00
2024-09-27 10:00
2024-09-27 11:00
2024-09-27 12:00
2024-09-27 13:00
2024-09-27 14:00
2024-09-27 15:00
2024-09-27 16:00
2024-09-27 17:00
2024-09-27 18:00
2024-09-27 19:00
2024-09-27 20:00
2024-09-27 21:00
2024-09-27 22:00
2024-09-27 23:00
2024-09-28
2024-09-28 01:00
2024-09-28 02:00
2024-09-28 03:00
2024-09-28 04:00
2024-09-28 05:00
2024-09-28 06:00
2024-09-28 07:00
2024-09-28 08:00
2024-09-28 09:00
2024-09-28 10:00
2024-09-28 11:00
2024-09-28 12:00
2024-09-28 13:00
2024-09-28 14:00
2024-09-28 15:00
2024-09-28 16:00
2024-09-28 17:00
2024-09-28 18:00
2024-09-28 19:00
2024-09-28 20:00
2024-09-28 21:00
2024-09-28 22:00
2024-09-28 23:00
2024-09-29
2024-09-29 01:00
2024-09-29 02:00
2024-09-29 03:00
2024-09-29 04:00
2024-09-29 05:00
2024-09-29 06:00
2024-09-29 07:00
2024-09-29 08:00
2024-09-29 09:00
2024-09-29 10:00
2024-09-29 11:00
2024-09-29 12:00
2024-09-29 13:00
2024-09-29 14:00
2024-09-29 15:00
2024-09-29 16:00
2024-09-29 17:00
2024-09-29 18:00
2024-09-29 19:00
2024-09-29 20:00
2024-09-29 21:00
2024-09-29 22:00
2024-09-29 23:00
2024-09-30
2024-09-30 01:00
2024-09-30 02:00
2024-09-30 03:00
2024-09-30 04:00
2024-09-30 05:00
2024-09-30 06:00
2024-09-30 07:00
2024-09-30 08:00
2024-09-30 09:00
2024-09-30 10:00
2024-09-30 11:00
2024-09-30 12:00
2024-09-30 13:00
2024-09-30 14:00
2024-09-30 15:00
2024-09-30 16:00
2024-09-30 17:00
2024-09-30 18:00
2024-09-30 19:00
2024-09-30 20:00
2024-09-30 21:00
2024-09-30 22:00
2024-09-30 23:00
2024-10-01
2024-10-01 01:00
2024-10-01 02:00
2024-10-01 03:00
2024-10-01 04:00
2024-10-01 05:00
2024-10-01 06:00
2024-10-01 07:00
2024-10-01 08:00
2024-10-01 09:00
2024-10-01 10:00
2024-10-01 11:00
2024-10-01 12:00
2024-10-01 13:00
2024-10-01 14:00
2024-10-01 15:00
2024-10-01 16:00
2024-10-01 17:00
2024-10-01 18:00
2024-10-01 19:00
2024-10-01 20:00
2024-10-01 21:00
2024-10-01 22:00
2024-10-01 23:00
2024-10-02
2024-10-02 01:00
2024-10-02 02:00
2024-10-02 03:00
2024-10-02 04:00
2024-10-02 05:00
2024-10-02 06:00
2024-10-02 07:00
2024-10-02 08:00
2024-10-02 09:00
2024-10-02 10:00
2024-10-02 11:00
2024-10-02 12:00
2024-10-02 13:00
2024-10-02 14:00
2024-10-02 15:00
2024-10-02 16:00
2024-10-02 17:00
2024-10-02 18:00
2024-10-02 19:00
2024-10-02 20:00
2024-10-02 21:00
2024-10-02 22:00
2024-10-02 23:00
2024-10-03
2024-10-03 01:00
2024-10-03 02:00
2024-10-03 03:00
2024-10-03 04:00
2024-10-03 05:00
2024-10-03 06:00
2024-10-03 07:00
2024-10-03 08:00
2024-10-03 09:00
2024-10-03 10:00
2024-10-03 11:00
2024-10-03 12:00
2024-10-03 13:00
2024-10-03 14:00
2024-10-03 15:00
2024-10-03 16:00
2024-10-03 17:00
2024-10-03 18:00
2024-10-03 19:00
2024-10-03 20:00
2024-10-03 21:00
2024-10-03 22:00
2024-10-03 23:00
2024-10-04
2024-10-04 01:00
2024-10-04 02:00
2024-10-04 03:00
2024-10-04 04:00
2024-10-04 05:00
2024-10-04 06:00
2024-10-04 07:00
2024-10-04 08:00
2024-10-04 09:00
2024-10-04 10:00
2024-10-04 11:00
2024-10-04 12:00
2024-10-04 13:00
2024-10-04 14:00
2024-10-04 15:00
2024-10-04 16:00
2024-10-04 17:00
2024-10-04 18:00
2024-10-04 19:00
2024-10-04 20:00
2024-10-04 21:00
2024-10-04 22:00
2024-10-04 23:00
2024-10-05
2024-10-05 01:00
2024-10-05 02:00
2024-10-05 03:00
2024-10-05 04:00
2024-10-05 05:00
2024-10-05 06:00
2024-10-05 07:00
2024-10-05 08:00
2024-10-05 09:00
2024-10-05 10:00
2024-10-05 11:00
2024-10-05 12:00
2024-10-05 13:00
2024-10-05 14:00
2024-10-05 15:00
2024-10-05 16:00
2024-10-05 17:00
2024-10-05 18:00
2024-10-05 19:00
2024-10-05 20:00
2024-10-05 21:00
2024-10-05 22:00
2024-10-05 23:00
2024-10-06
2024-10-06 01:00
2024-10-06 02:00
2024-10-06 03:00
2024-10-06 04:00
2024-10-06 05:00
2024-10-06 06:00
2024-10-06 07:00
2024-10-06 08:00
2024-10-06 09:00
2024-10-06 10:00
2024-10-06 11:00
2024-10-06 12:00
2024-10-06 13:00
2024-10-06 14:00
2024-10-06 15:00
2024-10-06 16:00
2024-10-06 17:00
2024-10-06 18:00
2024-10-06 19:00
2024-10-06 20:00
2024-10-06 21:00
2024-10-06 22:00
2024-10-06 23:00
2024-10-07
2024-10-07 01:00
2024-10-07 02:00
2024-10-07 03:00
2024-10-07 04:00
2024-10-07 05:00
2024-10-07 06:00
2024-10-07 07:00
2024-10-07 08:00
2024-10-07 09:00
2024-10-07 10:00
2024-10-07 11:00
2024-10-07 12:00
2024-10-07 13:00
2024-10-07 14:00
2024-10-07 15:00
2024-10-07 16:00
2024-10-07 17:00
2024-10-07 18:00
2024-10-07 19:00
2024-10-07 20:00
2024-10-07 21:00
2024-10-07 22:00
2024-10-07 23:00
2024-10-08
2024-10-08 01:00
2024-10-08 02:00
2024-10-08 03:00
2024-10-08 04:00
2024-10-08 05:00
2024-10-08 06:00
2024-10-08 07:00
2024-10-08 08:00
2024-10-08 09:00
2024-10-08 10:00
2024-10-08 11:00
2024-10-08 12:00
2024-10-08 13:00
2024-10-08 14:00
2024-10-08 15:00
2024-10-08 16:00
2024-10-08 17:00
2024-10-08 18:00
2024-10-08 19:00
2024-10-08 20:00
2024-10-08 21:00
2024-10-08 22:00
2024-10-08 23:00
2024-10-09
2024-10-09 01:00
2024-10-09 02:00
2024-10-09 03:00
2024-10-09 04:00
2024-10-09 05:00
2024-10-09 06:00
2024-10-09 07:00
2024-10-09 08:00
2024-10-09 09:00
2024-10-09 10:00
2024-10-09 11:00
2024-10-09 12:00
2024-10-09 13:00
2024-10-09 14:00
2024-10-09 15:00
2024-10-09 16:00
2024-10-09 17:00
2024-10-09 18:00
2024-10-09 19:00
2024-10-09 20:00
2024-10-09 21:00
2024-10-09 22:00
2024-10-09 23:00
2024-10-10
2024-10-10 01:00
2024-10-10 02:00
2024-10-10 03:00
2024-10-10 04:00
2024-10-10 05:00
2024-10-10 06:00
2024-10-10 07:00
2024-10-10 08:00
2024-10-10 09:00
2024-10-10 10:00
2024-10-10 11:00
2024-10-10 12:00
2024-10-10 13:00
2024-10-10 14:00
2024-10-10 15:00
2024-10-10 16:00
2024-10-10 17:00
2024-10-10 18:00
2024-10-10 19:00
2024-10-10 20:00
2024-10-10 21:00
2024-10-10 22:00
2024-10-10 23:00
2024-10-11
2024-10-11 01:00
2024-10-11 02:00
2024-10-11 03:00
2024-10-11 04:00
2024-10-11 05:00
2024-10-11 06:00
2024-10-11 07:00
2024-10-11 08:00
2024-10-11 09:00
2024-10-11 10:00
2024-10-11 11:00
2024-10-11 12:00
2024-10-11 13:00
2024-10-11 14:00
2024-10-11 15:00
2024-10-11 16:00
2024-10-11 17:00
2024-10-11 18:00
2024-10-11 19:00
2024-10-11 20:00
2024-10-11 21:00
2024-10-11 22:00
2024-10-11 23:00
2024-10-12
2024-10-12 01:00
2024-10-12 02:00
2024-10-12 03:00
2024-10-12 04:00
2024-10-12 05:00
2024-10-12 06:00
2024-10-12 07:00
2024-10-12 08:00
2024-10-12 09:00
2024-10-12 10:00
2024-10-12 11:00
2024-10-12 12:00
2024-10-12 13:00
2024-10-12 14:00
2024-10-12 15:00
2024-10-12 16:00
2024-10-12 17:00
2024-10-12 18:00
2024-10-12 19:00
2024-10-12 20:00
2024-10-12 21:00
2024-10-12 22:00
2024-10-12 23:00
2024-10-13
2024-10-13 01:00
2024-10-13 02:00
2024-10-13 03:00
2024-10-13 04:00
2024-10-13 05:00
2024-10-13 06:00
2024-10-13 07:00
2024-10-13 08:00
2024-10-13 09:00
2024-10-13 10:00
2024-10-13 11:00
2024-10-13 12:00
2024-10-13 13:00
2024-10-13 14:00
2024-10-13 15:00
2024-10-13 16:00
2024-10-13 17:00
2024-10-13 18:00
2024-10-13 19:00
2024-10-13 20:00
2024-10-13 21:00
2024-10-13 22:00
2024-10-13 23:00
2024-10-14
2024-10-14 01:00
2024-10-14 02:00
2024-10-14 03:00
2024-10-14 04:00
2024-10-14 05:00
2024-10-14 06:00
2024-10-14 07:00
2024-10-14 08:00
2024-10-14 09:00
2024-10-14 10:00
2024-10-14 11:00
2024-10-14 12:00
2024-10-14 13:00
2024-10-14 14:00
2024-10-14 15:00
2024-10-14 16:00
2024-10-14 17:00
2024-10-14 18:00
2024-10-14 19:00
2024-10-14 20:00
2024-10-14 21:00
2024-10-14 22:00
2024-10-14 23:00
2024-10-15
2024-10-15 01:00
2024-10-15 02:00
2024-10-15 03:00
2024-10-15 04:00
2024-10-15 05:00
2024-10-15 06:00
2024-10-15 07:00
2024-10-15 08:00
2024-10-15 09:00
2024-10-15 10:00
2024-10-15 11:00
2024-10-15 12:00
2024-10-15 13:00
2024-10-15 14:00
2024-10-15 15:00
2024-10-15 16:00
2024-10-15 17:00
2024-10-15 18:00
2024-10-15 19:00
2024-10-15 20:00
2024-10-15 21:00
2024-10-15 22:00
2024-10-15 23:00
2024-10-16
2024-10-16 01:00
2024-10-16 02:00
2024-10-16 03:00
2024-10-16 04:00
2024-10-16 05:00
2024-10-16 06:00
2024-10-16 07:00
2024-10-16 08:00
2024-10-16 09:00
2024-10-16 10:00
2024-10-16 11:00
2024-10-16 12:00
2024-10-16 13:00
2024-10-16 14:00
2024-10-16 15:00
2024-10-16 16:00
2024-10-16 17:00
2024-10-16 18:00
2024-10-16 19:00
2024-10-16 20:00
2024-10-16 21:00
2024-10-16 22:00
2024-10-16 23:00
2024-10-17
2024-10-17 01:00
2024-10-17 02:00
2024-10-17 03:00
2024-10-17 04:00
2024-10-17 05:00
2024-10-17 06:00
2024-10-17 07:00
2024-10-17 08:00
2024-10-17 09:00
2024-10-17 10:00
2024-10-17 11:00
2024-10-17 12:00
2024-10-17 13:00
2024-10-17 14:00
2024-10-17 15:00
2024-10-17 16:00
2024-10-17 17:00
2024-10-17 18:00
2024-10-17 19:00
2024-10-17 20:00
2024-10-17 21:00
2024-10-17 22:00
2024-10-17 23:00
2024-10-18
2024-10-18 01:00
2024-10-18 02:00
2024-10-18 03:00
2024-10-18 04:00
2024-10-18 05:00
2024-10-18 06:00
2024-10-18 07:00
2024-10-18 08:00
2024-10-18 09:00
2024-10-18 10:00
2024-10-18 11:00
2024-10-18 12:00
2024-10-18 13:00
2024-10-18 14:00
2024-10-18 15:00
2024-10-18 16:00
2024-10-18 17:00
2024-10-18 18:00
2024-10-18 19:00
2024-10-18 20:00
2024-10-18 21:00
2024-10-18 22:00
2024-10-18 23:00
2024-10-19
2024-10-19 01:00
2024-10-19 02:00
2024-10-19 03:00
2024-10-19 04:00
2024-10-19 05:00
2024-10-19 06:00
2024-10-19 07:00
2024-10-19 08:00
2024-10-19 09:00
2024-10-19 10:00
2024-10-19 11:00
2024-10-19 12:00
2024-10-19 13:00
2024-10-19 14:00
2024-10-19 15:00
2024-10-19 16:00
2024-10-19 17:00
2024-10-19 18:00
2024-10-19 19:00
2024-10-19 20:00
2024-10-19 21:00
2024-10-19 22:00
2024-10-19 23:00
2024-10-20
2024-10-20 01:00
2024-10-20 02:00
2024-10-20 03:00
2024-10-20 04:00
2024-10-20 05:00
2024-10-20 06:00
2024-10-20 07:00
2024-10-20 08:00
2024-10-20 09:00
2024-10-20 10:00
2024-10-20 11:00
2024-10-20 12:00
2024-10-20 13:00
2024-10-20 14:00
2024-10-20 15:00
2024-10-20 16:00
2024-10-20 17:00
2024-10-20 18:00
2024-10-20 19:00
2024-10-20 20:00
2024-10-20 21:00
2024-10-20 22:00
2024-10-20 23:00
2024-10-21
2024-10-21 01:00
2024-10-21 02:00
2024-10-21 03:00
2024-10-21 04:00
2024-10-21 05:00
2024-10-21 06:00
2024-10-21 07:00
2024-10-21 08:00
2024-10-21 09:00
2024-10-21 10:00
2024-10-21 11:00
2024-10-21 12:00
2024-10-21 13:00
2024-10-21 14:00
2024-10-21 15:00
2024-10-21 16:00
2024-10-21 17:00
2024-10-21 18:00
2024-10-21 19:00
2024-10-21 20:00
2024-10-21 21:00
2024-10-21 22:00
2024-10-21 23:00
2024-10-22
2024-10-22 01:00
2024-10-22 02:00
2024-10-22 03:00
2024-10-22 04:00
2024-10-22 05:00
2024-10-22 06:00
2024-10-22 07:00
2024-10-22 08:00
2024-10-22 09:00
2024-10-22 10:00
2024-10-22 11:00
2024-10-22 12:00
2024-10-22 13:00
2024-10-22 14:00
2024-10-22 15:00
2024-10-22 16:00
2024-10-22 17:00
2024-10-22 18:00
2024-10-22 19:00
2024-10-22 20:00
2024-10-22 21:00
2024-10-22 22:00
2024-10-22 23:00
2024-10-23
2024-10-23 01:00
2024-10-23 02:00
2024-10-23 03:00
2024-10-23 04:00
2024-10-23 05:00
2024-10-23 06:00
2024-10-23 07:00
2024-10-23 08:00
2024-10-23 09:00
2024-10-23 10:00
2024-10-23 11:00
2024-10-23 12:00
2024-10-23 13:00
2024-10-23 14:00
2024-10-23 15:00
2024-10-23 16:00
2024-10-23 17:00
2024-10-23 18:00
2024-10-23 19:00
2024-10-23 20:00
2024-10-23 21:00
2024-10-23 22:00
2024-10-23 23:00
2024-10-24
2024-10-24 01:00
2024-10-24 02:00
2024-10-24 03:00
2024-10-24 04:00
2024-10-24 05:00
2024-10-24 06:00
2024-10-24 07:00
2024-10-24 08:00
2024-10-24 09:00
2024-10-24 10:00
2024-10-24 11:00
2024-10-24 12:00
2024-10-24 13:00
2024-10-24 14:00
2024-10-24 15:00
2024-10-24 16:00
2024-10-24 17:00
2024-10-24 18:00
2024-10-24 19:00
2024-10-24 20:00
2024-10-24 21:00
2024-10-24 22:00
2024-10-24 23:00
2024-10-25
2024-10-25 01:00
2024-10-25 02:00
2024-10-25 03:00
2024-10-25 04:00
2024-10-25 05:00
2024-10-25 06:00
2024-10-25 07:00
2024-10-25 08:00
2024-10-25 09:00
2024-10-25 10:00
2024-10-25 11:00
2024-10-25 12:00
2024-10-25 13:00
2024-10-25 14:00
2024-10-25 15:00
2024-10-25 16:00
2024-10-25 17:00
2024-10-25 18:00
2024-10-25 19:00
2024-10-25 20:00
2024-10-25 21:00
2024-10-25 22:00
2024-10-25 23:00
2024-10-26
2024-10-26 01:00
2024-10-26 02:00
2024-10-26 03:00
2024-10-26 04:00
2024-10-26 05:00
2024-10-26 06:00
2024-10-26 07:00
2024-10-26 08:00
2024-10-26 09:00
2024-10-26 10:00
2024-10-26 11:00
2024-10-26 12:00
2024-10-26 13:00
2024-10-26 14:00
2024-10-26 15:00
2024-10-26 16:00
2024-10-26 17:00
2024-10-26 18:00
2024-10-26 19:00
2024-10-26 20:00
2024-10-26 21:00
2024-10-26 22:00
2024-10-26 23:00
2024-10-27
2024-10-27 01:00
2024-10-27 02:00
2024-10-27 03:00
2024-10-27 04:00
2024-10-27 05:00
2024-10-27 06:00
2024-10-27 07:00
2024-10-27 08:00
2024-10-27 09:00
2024-10-27 10:00
2024-10-27 11:00
2024-10-27 12:00
2024-10-27 13:00
2024-10-27 14:00
2024-10-27 15:00
2024-10-27 16:00
2024-10-27 17:00
2024-10-27 18:00
2024-10-27 19:00
2024-10-27 20:00
2024-10-27 21:00
2024-10-27 22:00
2024-10-27 23:00
2024-10-28
2024-10-28 01:00
2024-10-28 02:00
2024-10-28 03:00
2024-10-28 04:00
2024-10-28 05:00
2024-10-28 06:00
2024-10-28 07:00
2024-10-28 08:00
2024-10-28 09:00
2024-10-28 10:00
2024-10-28 11:00
2024-10-28 12:00
2024-10-28 13:00
2024-10-28 14:00
2024-10-28 15:00
2024-10-28 16:00
2024-10-28 17:00
2024-10-28 18:00
2024-10-28 19:00
2024-10-28 20:00
2024-10-28 21:00
2024-10-28 22:00
2024-10-28 23:00
2024-10-29
2024-10-29 01:00
2024-10-29 02:00
2024-10-29 03:00
2024-10-29 04:00
2024-10-29 05:00
2024-10-29 06:00
2024-10-29 07:00
2024-10-29 08:00
2024-10-29 09:00
2024-10-29 10:00
2024-10-29 11:00
2024-10-29 12:00
2024-10-29 13:00
2024-10-29 14:00
2024-10-29 15:00
2024-10-29 16:00
2024-10-29 17:00
2024-10-29 18:00
2024-10-29 19:00
2024-10-29 20:00
2024-10-29 21:00
2024-10-29 22:00
2024-10-29 23:00
2024-10-30
2024-10-30 01:00
2024-10-30 02:00
2024-10-30 03:00
2024-10-30 04:00
2024-10-30 05:00
2024-10-30 06:00
2024-10-30 07:00
2024-10-30 08:00
2024-10-30 09:00
2024-10-30 10:00
2024-10-30 11:00
2024-10-30 12:00
2024-10-30 13:00
2024-10-30 14:00
2024-10-30 15:00
2024-10-30 16:00
2024-10-30 17:00
2024-10-30 18:00
2024-10-30 19:00
2024-10-30 20:00
2024-10-30 21:00
2024-10-30 22:00
2024-10-30 23:00
2024-10-31
2024-10-31 01:00
2024-10-31 02:00
2024-10-31 03:00
2024-10-31 04:00
2024-10-31 05:00
2024-10-31 06:00
2024-10-31 07:00
2024-10-31 08:00
2024-10-31 09:00
2024-10-31 10:00
2024-10-31 11:00
2024-10-31 12:00
2024-10-31 13:00
2024-10-31 14:00
2024-10-31 15:00
2024-10-31 16:00
2024-10-31 17:00
2024-10-31 18:00
2024-10-31 19:00
2024-10-31 20:00
2024-10-31 21:00
2024-10-31 22:00
2024-10-31 23:00
2024-11-01
2024-11-01 01:00
2024-11-01 02:00
2024-11-01 03:00
2024-11-01 04:00
2024-11-01 05:00
2024-11-01 06:00
2024-11-01 07:00
2024-11-01 08:00
2024-11-01 09:00
2024-11-01 10:00
2024-11-01 11:00
2024-11-01 12:00
2024-11-01 13:00
2024-11-01 14:00
2024-11-01 15:00
2024-11-01 16:00
2024-11-01 17:00
2024-11-01 18:00
2024-11-01 19:00
2024-11-01 20:00
2024-11-01 21:00
2024-11-01 22:00
2024-11-01 23:00
2024-11-02
2024-11-02 01:00
2024-11-02 02:00
2024-11-02 03:00
2024-11-02 04:00
2024-11-02 05:00
2024-11-02 06:00
2024-11-02 07:00
2024-11-02 08:00
2024-11-02 09:00
2024-11-02 10:00
2024-11-02 11:00
2024-11-02 12:00
2024-11-02 13:00
2024-11-02 14:00
2024-11-02 15:00
2024-11-02 16:00
2024-11-02 17:00
2024-11-02 18:00
2024-11-02 19:00
2024-11-02 20:00
2024-11-02 21:00
2024-11-02 22:00
2024-11-02 23:00
2024-11-03
2024-11-03 01:00
2024-11-03 02:00
2024-11-03 03:00
2024-11-03 04:00
2024-11-03 05:00
2024-11-03 06:00
2024-11-03 07:00
2024-11-03 08:00
2024-11-03 09:00
2024-11-03 10:00
2024-11-03 11:00
2024-11-03 12:00
2024-11-03 13:00
2024-11-03 14:00
2024-11-03 15:00
2024-11-03 16:00
2024-11-03 17:00
2024-11-03 18:00
2024-11-03 19:00
2024-11-03 20:00
2024-11-03 21:00
2024-11-03 22:00
2024-11-03 23:00
2024-11-04
2024-11-04 01:00
2024-11-04 02:00
2024-11-04 03:00
2024-11-04 04:00
2024-11-04 05:00
2024-11-04 06:00
2024-11-04 07:00
2024-11-04 08:00
2024-11-04 09:00
2024-11-04 10:00
2024-11-04 11:00
2024-11-04 12:00
2024-11-04 13:00
2024-11-04 14:00
2024-11-04 15:00
2024-11-04 16:00
2024-11-04 17:00
2024-11-04 18:00
2024-11-04 19:00
2024-11-04 20:00
2024-11-04 21:00
2024-11-04 22:00
2024-11-04 23:00
2024-11-05
2024-11-05 01:00
2024-11-05 02:00
2024-11-05 03:00
2024-11-05 04:00
2024-11-05 05:00
2024-11-05 06:00
2024-11-05 07:00
2024-11-05 08:00
2024-11-05 09:00
2024-11-05 10:00
2024-11-05 11:00
2024-11-05 12:00
2024-11-05 13:00
2024-11-05 14:00
2024-11-05 15:00
2024-11-05 16:00
2024-11-05 17:00
2024-11-05 18:00
2024-11-05 19:00
2024-11-05 20:00
2024-11-05 21:00
2024-11-05 22:00
2024-11-05 23:00
2024-11-06
2024-11-06 01:00
2024-11-06 02:00
2024-11-06 03:00
2024-11-06 04:00
2024-11-06 05:00
2024-11-06 06:00
2024-11-06 07:00
2024-11-06 08:00
2024-11-06 09:00
2024-11-06 10:00
2024-11-06 11:00
2024-11-06 12:00
2024-11-06 13:00
2024-11-06 14:00
2024-11-06 15:00
2024-11-06 16:00
2024-11-06 17:00
2024-11-06 18:00
2024-11-06 19:00
2024-11-06 20:00
2024-11-06 21:00
2024-11-06 22:00
2024-11-06 23:00
2024-11-07
2024-11-07 01:00
2024-11-07 02:00
2024-11-07 03:00
2024-11-07 04:00
2024-11-07 05:00
2024-11-07 06:00
2024-11-07 07:00
2024-11-07 08:00
2024-11-07 09:00
2024-11-07 10:00
2024-11-07 11:00
2024-11-07 12:00
2024-11-07 13:00
2024-11-07 14:00
2024-11-07 15:00
2024-11-07 16:00
2024-11-07 17:00
2024-11-07 18:00
2024-11-07 19:00
2024-11-07 20:00
2024-11-07 21:00
2024-11-07 22:00
2024-11-07 23:00
2024-11-08
2024-11-08 01:00
2024-11-08 02:00
2024-11-08 03:00
2024-11-08 04:00
2024-11-08 05:00
2024-11-08 06:00
2024-11-08 07:00
2024-11-08 08:00
2024-11-08 09:00
2024-11-08 10:00
2024-11-08 11:00
2024-11-08 12:00
2024-11-08 13:00
2024-11-08 14:00
2024-11-08 15:00
2024-11-08 16:00
2024-11-08 17:00
2024-11-08 18:00
2024-11-08 19:00
2024-11-08 20:00
2024-11-08 21:00
2024-11-08 22:00
2024-11-08 23:00
2024-11-09
2024-11-09 01:00
2024-11-09 02:00
2024-11-09 03:00
2024-11-09 04:00
2024-11-09 05:00
2024-11-09 06:00
2024-11-09 07:00
2024-11-09 08:00
2024-11-09 09:00
2024-11-09 10:00
2024-11-09 11:00
2024-11-09 12:00
2024-11-09 13:00
2024-11-09 14:00
2024-11-09 15:00
2024-11-09 16:00
2024-11-09 17:00
2024-11-09 18:00
2024-11-09 19:00
2024-11-09 20:00
2024-11-09 21:00
2024-11-09 22:00
2024-11-09 23:00
2024-11-10
2024-11-10 01:00
2024-11-10 02:00
2024-11-10 03:00
2024-11-10 04:00
2024-11-10 05:00
2024-11-10 06:00
2024-11-10 07:00
2024-11-10 08:00
2024-11-10 09:00
2024-11-10 10:00
2024-11-10 11:00
2024-11-10 12:00
2024-11-10 13:00
2024-11-10 14:00
2024-11-10 15:00
2024-11-10 16:00
2024-11-10 17:00
2024-11-10 18:00
2024-11-10 19:00
2024-11-10 20:00
2024-11-10 21:00
2024-11-10 22:00
2024-11-10 23:00
2024-11-11
2024-11-11 01:00
2024-11-11 02:00
2024-11-11 03:00
2024-11-11 04:00
2024-11-11 05:00
2024-11-11 06:00
2024-11-11 07:00
2024-11-11 08:00
2024-11-11 09:00
2024-11-11 10:00
2024-11-11 11:00
2024-11-11 12:00
2024-11-11 13:00
2024-11-11 14:00
2024-11-11 15:00
2024-11-11 16:00
2024-11-11 17:00
2024-11-11 18:00
2024-11-11 19:00
2024-11-11 20:00
2024-11-11 21:00
2024-11-11 22:00
2024-11-11 23:00
2024-11-12
2024-11-12 01:00
2024-11-12 02:00
2024-11-12 03:00
2024-11-12 04:00
2024-11-12 05:00
2024-11-12 06:00
2024-11-12 07:00
2024-11-12 08:00
2024-11-12 09:00
2024-11-12 10:00
2024-11-12 11:00
2024-11-12 12:00
2024-11-12 13:00
2024-11-12 14:00
2024-11-12 15:00
2024-11-12 16:00
2024-11-12 17:00
2024-11-12 18:00
2024-11-12 19:00
2024-11-12 20:00
2024-11-12 21:00
2024-11-12 22:00
2024-11-12 23:00
2024-11-13
2024-11-13 01:00
2024-11-13 02:00
2024-11-13 03:00
2024-11-13 04:00
2024-11-13 05:00
2024-11-13 06:00
2024-11-13 07:00
2024-11-13 08:00
2024-11-13 09:00
2024-11-13 10:00
2024-11-13 11:00
2024-11-13 12:00
2024-11-13 13:00
2024-11-13 14:00
2024-11-13 15:00
2024-11-13 16:00
2024-11-13 17:00
2024-11-13 18:00
2024-11-13 19:00
2024-11-13 20:00
2024-11-13 21:00
2024-11-13 22:00
2024-11-13 23:00
2024-11-14
2024-11-14 01:00
2024-11-14 02:00
2024-11-14 03:00
2024-11-14 04:00
2024-11-14 05:00
2024-11-14 06:00
2024-11-14 07:00
2024-11-14 08:00
2024-11-14 09:00
2024-11-14 10:00
2024-11-14 11:00
2024-11-14 12:00
2024-11-14 13:00
2024-11-14 14:00
2024-11-14 15:00
2024-11-14 16:00
2024-11-14 17:00
2024-11-14 18:00
2024-11-14 19:00
2024-11-14 20:00
2024-11-14 21:00
2024-11-14 22:00
2024-11-14 23:00
2024-11-15
2024-11-15 01:00
2024-11-15 02:00
2024-11-15 03:00
2024-11-15 04:00
2024-11-15 05:00
2024-11-15 06:00
2024-11-15 07:00
2024-11-15 08:00
2024-11-15 09:00
2024-11-15 10:00
2024-11-15 11:00
2024-11-15 12:00
2024-11-15 13:00
2024-11-15 14:00
2024-11-15 15:00
2024-11-15 16:00
2024-11-15 17:00
2024-11-15 18:00
2024-11-15 19:00
2024-11-15 20:00
2024-11-15 21:00
2024-11-15 22:00
2024-11-15 23:00
2024-11-16
2024-11-16 01:00
2024-11-16 02:00
2024-11-16 03:00
2024-11-16 04:00
2024-11-16 05:00
2024-11-16 06:00
2024-11-16 07:00
2024-11-16 08:00
2024-11-16 09:00
2024-11-16 10:00
2024-11-16 11:00
2024-11-16 12:00
2024-11-16 13:00
2024-11-16 14:00
2024-11-16 15:00
2024-11-16 16:00
2024-11-16 17:00
2024-11-16 18:00
2024-11-16 19:00
2024-11-16 20:00
2024-11-16 21:00
2024-11-16 22:00
2024-11-16 23:00
2024-11-17
2024-11-17 01:00
2024-11-17 02:00
2024-11-17 03:00
2024-11-17 04:00
2024-11-17 05:00
2024-11-17 06:00
2024-11-17 07:00
2024-11-17 08:00
2024-11-17 09:00
2024-11-17 10:00
2024-11-17 11:00
2024-11-17 12:00
2024-11-17 13:00
2024-11-17 14:00
2024-11-17 15:00
2024-11-17 16:00
2024-11-17 17:00
2024-11-17 18:00
2024-11-17 19:00
2024-11-17 20:00
2024-11-17 21:00
2024-11-17 22:00
2024-11-17 23:00
2024-11-18
2024-11-18 01:00
2024-11-18 02:00
2024-11-18 03:00
2024-11-18 04:00
2024-11-18 05:00
2024-11-18 06:00
2024-11-18 07:00
2024-11-18 08:00
2024-11-18 09:00
2024-11-18 10:00
2024-11-18 11:00
2024-11-18 12:00
2024-11-18 13:00
2024-11-18 14:00
2024-11-18 15:00
2024-11-18 16:00
2024-11-18 17:00
2024-11-18 18:00
2024-11-18 19:00
2024-11-18 20:00
2024-11-18 21:00
2024-11-18 22:00
2024-11-18 23:00
2024-11-19
2024-11-19 01:00
2024-11-19 02:00
2024-11-19 03:00
2024-11-19 04:00
2024-11-19 05:00
2024-11-19 06:00
2024-11-19 07:00
2024-11-19 08:00
2024-11-19 09:00
2024-11-19 10:00
2024-11-19 11:00
2024-11-19 12:00
2024-11-19 13:00
2024-11-19 14:00
2024-11-19 15:00
2024-11-19 16:00
2024-11-19 17:00
2024-11-19 18:00
2024-11-19 19:00
2024-11-19 20:00
2024-11-19 21:00
2024-11-19 22:00
2024-11-19 23:00
2024-11-20
2024-11-20 01:00
2024-11-20 02:00
2024-11-20 03:00
2024-11-20 04:00
2024-11-20 05:00
2024-11-20 06:00
2024-11-20 07:00
2024-11-20 08:00
2024-11-20 09:00
2024-11-20 10:00
2024-11-20 11:00
2024-11-20 12:00
2024-11-20 13:00
2024-11-20 14:00
2024-11-20 15:00
2024-11-20 16:00
2024-11-20 17:00
2024-11-20 18:00
2024-11-20 19:00
2024-11-20 20:00
2024-11-20 21:00
2024-11-20 22:00
2024-11-20 23:00
2024-11-21
2024-11-21 01:00
2024-11-21 02:00
2024-11-21 03:00
2024-11-21 04:00
2024-11-21 05:00
2024-11-21 06:00
2024-11-21 07:00
2024-11-21 08:00
2024-11-21 09:00
2024-11-21 10:00
2024-11-21 11:00
2024-11-21 12:00
2024-11-21 13:00
2024-11-21 14:00
2024-11-21 15:00
2024-11-21 16:00
2024-11-21 17:00
2024-11-21 18:00
2024-11-21 19:00
2024-11-21 20:00
2024-11-21 21:00
2024-11-21 22:00
2024-11-21 23:00
2024-11-22
2024-11-22 01:00
2024-11-22 02:00
2024-11-22 03:00
2024-11-22 04:00
2024-11-22 05:00
2024-11-22 06:00
2024-11-22 07:00
2024-11-22 08:00
2024-11-22 09:00
2024-11-22 10:00
2024-11-22 11:00
2024-11-22 12:00
2024-11-22 13:00
2024-11-22 14:00
2024-11-22 15:00
2024-11-22 16:00
2024-11-22 17:00
2024-11-22 18:00
2024-11-22 19:00
2024-11-22 20:00
2024-11-22 21:00
2024-11-22 22:00
2024-11-22 23:00
2024-11-23
2024-11-23 01:00
2024-11-23 02:00
2024-11-23 03:00
2024-11-23 04:00
2024-11-23 05:00
2024-11-23 06:00
2024-11-23 07:00
2024-11-23 08:00
2024-11-23 09:00
2024-11-23 10:00
2024-11-23 11:00
2024-11-23 12:00
2024-11-23 13:00
2024-11-23 14:00
2024-11-23 15:00
2024-11-23 16:00
2024-11-23 17:00
2024-11-23 18:00
2024-11-23 19:00
2024-11-23 20:00
2024-11-23 21:00
2024-11-23 22:00
2024-11-23 23:00
2024-11-24
2024-11-24 01:00
2024-11-24 02:00
2024-11-24 03:00
2024-11-24 04:00
2024-11-24 05:00
2024-11-24 06:00
2024-11-24 07:00
2024-11-24 08:00
2024-11-24 09:00
2024-11-24 10:00
2024-11-24 11:00
2024-11-24 12:00
2024-11-24 13:00
2024-11-24 14:00
2024-11-24 15:00
2024-11-24 16:00
2024-11-24 17:00
2024-11-24 18:00
2024-11-24 19:00
2024-11-24 20:00
2024-11-24 21:00
2024-11-24 22:00
2024-11-24 23:00
2024-11-25
2024-11-25 01:00
2024-11-25 02:00
2024-11-25 03:00
2024-11-25 04:00
2024-11-25 05:00
2024-11-25 06:00
2024-11-25 07:00
2024-11-25 08:00
2024-11-25 09:00
2024-11-25 10:00
2024-11-25 11:00
2024-11-25 12:00
2024-11-25 13:00
2024-11-25 14:00
2024-11-25 15:00
2024-11-25 16:00
2024-11-25 17:00
2024-11-25 18:00
2024-11-25 19:00
2024-11-25 20:00
2024-11-25 21:00
2024-11-25 22:00
2024-11-25 23:00
2024-11-26
2024-11-26 01:00
2024-11-26 02:00
2024-11-26 03:00
2024-11-26 04:00
2024-11-26 05:00
2024-11-26 06:00
2024-11-26 07:00
2024-11-26 08:00
2024-11-26 09:00
2024-11-26 10:00
2024-11-26 11:00
2024-11-26 12:00
2024-11-26 13:00
2024-11-26 14:00
2024-11-26 15:00
2024-11-26 16:00
2024-11-26 17:00
2024-11-26 18:00
2024-11-26 19:00
2024-11-26 20:00
2024-11-26 21:00
2024-11-26 22:00
2024-11-26 23:00
2024-11-27
2024-11-27 01:00
2024-11-27 02:00
2024-11-27 03:00
2024-11-27 04:00
2024-11-27 05:00
2024-11-27 06:00
2024-11-27 07:00
2024-11-27 08:00
2024-11-27 09:00
2024-11-27 10:00
2024-11-27 11:00
2024-11-27 12:00
2024-11-27 13:00
2024-11-27 14:00
2024-11-27 15:00
2024-11-27 16:00
2024-11-27 17:00
2024-11-27 18:00
2024-11-27 19:00
2024-11-27 20:00
2024-11-27 21:00
2024-11-27 22:00
2024-11-27 23:00
2024-11-28
2024-11-28 01:00
2024-11-28 02:00
2024-11-28 03:00
2024-11-28 04:00
2024-11-28 05:00
2024-11-28 06:00
2024-11-28 07:00
2024-11-28 08:00
2024-11-28 09:00
2024-11-28 10:00
2024-11-28 11:00
2024-11-28 12:00
2024-11-28 13:00
2024-11-28 14:00
2024-11-28 15:00
2024-11-28 16:00
2024-11-28 17:00
2024-11-28 18:00
2024-11-28 19:00
2024-11-28 20:00
2024-11-28 21:00
2024-11-28 22:00
2024-11-28 23:00
2024-11-29
2024-11-29 01:00
2024-11-29 02:00
2024-11-29 03:00
2024-11-29 04:00
2024-11-29 05:00
2024-11-29 06:00
2024-11-29 07:00
2024-11-29 08:00
2024-11-29 09:00
2024-11-29 10:00
2024-11-29 11:00
2024-11-29 12:00
2024-11-29 13:00
2024-11-29 14:00
2024-11-29 15:00
2024-11-29 16:00
2024-11-29 17:00
2024-11-29 18:00
2024-11-29 19:00
2024-11-29 20:00
2024-11-29 21:00
2024-11-29 22:00
2024-11-29 23:00
2024-11-30
2024-11-30 01:00
2024-11-30 02:00
2024-11-30 03:00
2024-11-30 04:00
2024-11-30 05:00
2024-11-30 06:00
2024-11-30 07:00
2024-11-30 08:00
2024-11-30 09:00
2024-11-30 10:00
2024-11-30 11:00
2024-11-30 12:00
2024-11-30 13:00
2024-11-30 14:00
2024-11-30 15:00
2024-11-30 16:00
2024-11-30 17:00
2024-11-30 18:00
2024-11-30 19:00
2024-11-30 20:00
2024-11-30 21:00
2024-11-30 22:00
2024-11-30 23:00
2024-12-01
2024-12-01 01:00
2024-12-01 02:00
2024-12-01 03:00
2024-12-01 04:00
2024-12-01 05:00
2024-12-01 06:00
2024-12-01 07:00
2024-12-01 08:00
2024-12-01 09:00
2024-12-01 10:00
2024-12-01 11:00
2024-12-01 12:00
2024-12-01 13:00
2024-12-01 14:00
2024-12-01 15:00
2024-12-01 16:00
2024-12-01 17:00
2024-12-01 18:00
2024-12-01 19:00
2024-12-01 20:00
2024-12-01 21:00
2024-12-01 22:00
2024-12-01 23:00
2024-12-02
2024-12-02 01:00
2024-12-02 02:00
2024-12-02 03:00
2024-12-02 04:00
2024-12-02 05:00
2024-12-02 06:00
2024-12-02 07:00
2024-12-02 08:00
2024-12-02 09:00
2024-12-02 10:00
2024-12-02 11:00
2024-12-02 12:00
2024-12-02 13:00
2024-12-02 14:00
2024-12-02 15:00
2024-12-02 16:00
2024-12-02 17:00
2024-12-02 18:00
2024-12-02 19:00
2024-12-02 20:00
2024-12-02 21:00
2024-12-02 22:00
2024-12-02 23:00
2024-12-03
2024-12-03 01:00
2024-12-03 02:00
2024-12-03 03:00
2024-12-03 04:00
2024-12-03 05:00
2024-12-03 06:00
2024-12-03 07:00
2024-12-03 08:00
2024-12-03 09:00
2024-12-03 10:00
2024-12-03 11:00
2024-12-03 12:00
2024-12-03 13:00
2024-12-03 14:00
2024-12-03 15:00
2024-12-03 16:00
2024-12-03 17:00
2024-12-03 18:00
2024-12-03 19:00
2024-12-03 20:00
2024-12-03 21:00
2024-12-03 22:00
2024-12-03 23:00
2024-12-04
2024-12-04 01:00
2024-12-04 02:00
2024-12-04 03:00
2024-12-04 04:00
2024-12-04 05:00
2024-12-04 06:00
2024-12-04 07:00
2024-12-04 08:00
2024-12-04 09:00
2024-12-04 10:00
2024-12-04 11:00
2024-12-04 12:00
2024-12-04 13:00
2024-12-04 14:00
2024-12-04 15:00
2024-12-04 16:00
2024-12-04 17:00
2024-12-04 18:00
2024-12-04 19:00
2024-12-04 20:00
2024-12-04 21:00
2024-12-04 22:00
2024-12-04 23:00
2024-12-05
2024-12-05 01:00
2024-12-05 02:00
2024-12-05 03:00
2024-12-05 04:00
2024-12-05 05:00
2024-12-05 06:00
2024-12-05 07:00
2024-12-05 08:00
2024-12-05 09:00
2024-12-05 10:00
2024-12-05 11:00
2024-12-05 12:00
2024-12-05 13:00
2024-12-05 14:00
2024-12-05 15:00
2024-12-05 16:00
2024-12-05 17:00
2024-12-05 18:00
2024-12-05 19:00
2024-12-05 20:00
2024-12-05 21:00
2024-12-05 22:00
2024-12-05 23:00
2024-12-06
2024-12-06 01:00
2024-12-06 02:00
2024-12-06 03:00
2024-12-06 04:00
2024-12-06 05:00
2024-12-06 06:00
2024-12-06 07:00
2024-12-06 08:00
2024-12-06 09:00
2024-12-06 10:00
2024-12-06 11:00
2024-12-06 12:00
2024-12-06 13:00
2024-12-06 14:00
2024-12-06 15:00
2024-12-06 16:00
2024-12-06 17:00
2024-12-06 18:00
2024-12-06 19:00
2024-12-06 20:00
2024-12-06 21:00
2024-12-06 22:00
2024-12-06 23:00
2024-12-07
2024-12-07 01:00
2024-12-07 02:00
2024-12-07 03:00
2024-12-07 04:00
2024-12-07 05:00
2024-12-07 06:00
2024-12-07 07:00
2024-12-07 08:00
2024-12-07 09:00
2024-12-07 10:00
2024-12-07 11:00
2024-12-07 12:00
2024-12-07 13:00
2024-12-07 14:00
2024-12-07 15:00
2024-12-07 16:00
2024-12-07 17:00
2024-12-07 18:00
2024-12-07 19:00
2024-12-07 20:00
2024-12-07 21:00
2024-12-07 22:00
2024-12-07 23:00
2024-12-08
2024-12-08 01:00
2024-12-08 02:00
2024-12-08 03:00
2024-12-08 04:00
2024-12-08 05:00
2024-12-08 06:00
2024-12-08 07:00
2024-12-08 08:00
2024-12-08 09:00
2024-12-08 10:00
2024-12-08 11:00
2024-12-08 12:00
2024-12-08 13:00
2024-12-08 14:00
2024-12-08 15:00
2024-12-08 16:00
2024-12-08 17:00
2024-12-08 18:00
2024-12-08 19:00
2024-12-08 20:00
2024-12-08 21:00
2024-12-08 22:00
2024-12-08 23:00
2024-12-09
2024-12-09 01:00
2024-12-09 02:00
2024-12-09 03:00
2024-12-09 04:00
2024-12-09 05:00
2024-12-09 06:00
2024-12-09 07:00
2024-12-09 08:00
2024-12-09 09:00
2024-12-09 10:00
2024-12-09 11:00
2024-12-09 12:00
2024-12-09 13:00
2024-12-09 14:00
2024-12-09 15:00
2024-12-09 16:00
2024-12-09 17:00
2024-12-09 18:00
2024-12-09 19:00
2024-12-09 20:00
2024-12-09 21:00
2024-12-09 22:00
2024-12-09 23:00
2024-12-10
2024-12-10 01:00
2024-12-10 02:00
2024-12-10 03:00
2024-12-10 04:00
2024-12-10 05:00
2024-12-10 06:00
2024-12-10 07:00
2024-12-10 08:00
2024-12-10 09:00
2024-12-10 10:00
2024-12-10 11:00
2024-12-10 12:00
2024-12-10 13:00
2024-12-10 14:00
2024-12-10 15:00
2024-12-10 16:00
2024-12-10 17:00
2024-12-10 18:00
2024-12-10 19:00
2024-12-10 20:00
2024-12-10 21:00
2024-12-10 22:00
2024-12-10 23:00
2024-12-11
2024-12-11 01:00
2024-12-11 02:00
2024-12-11 03:00
2024-12-11 04:00
2024-12-11 05:00
2024-12-11 06:00
2024-12-11 07:00
2024-12-11 08:00
2024-12-11 09:00
2024-12-11 10:00
2024-12-11 11:00
2024-12-11 12:00
2024-12-11 13:00
2024-12-11 14:00
2024-12-11 15:00
2024-12-11 16:00
2024-12-11 17:00
2024-12-11 18:00
2024-12-11 19:00
2024-12-11 20:00
2024-12-11 21:00
2024-12-11 22:00
2024-12-11 23:00
2024-12-12
2024-12-12 01:00
2024-12-12 02:00
2024-12-12 03:00
2024-12-12 04:00
2024-12-12 05:00
2024-12-12 06:00
2024-12-12 07:00
2024-12-12 08:00
2024-12-12 09:00
2024-12-12 10:00
2024-12-12 11:00
2024-12-12 12:00
2024-12-12 13:00
2024-12-12 14:00
2024-12-12 15:00
2024-12-12 16:00
2024-12-12 17:00
2024-12-12 18:00
2024-12-12 19:00
2024-12-12 20:00
2024-12-12 21:00
2024-12-12 22:00
2024-12-12 23:00
2024-12-13
2024-12-13 01:00
2024-12-13 02:00
2024-12-13 03:00
2024-12-13 04:00
2024-12-13 05:00
2024-12-13 06:00
2024-12-13 07:00
2024-12-13 08:00
2024-12-13 09:00
2024-12-13 10:00
2024-12-13 11:00
2024-12-13 12:00
2024-12-13 13:00
2024-12-13 14:00
2024-12-13 15:00
2024-12-13 16:00
2024-12-13 17:00
2024-12-13 18:00
2024-12-13 19:00
2024-12-13 20:00
2024-12-13 21:00
2024-12-13 22:00
2024-12-13 23:00
2024-12-14
2024-12-14 01:00
2024-12-14 02:00
2024-12-14 03:00
2024-12-14 04:00
2024-12-14 05:00
2024-12-14 06:00
2024-12-14 07:00
2024-12-14 08:00
2024-12-14 09:00
2024-12-14 10:00
2024-12-14 11:00
2024-12-14 12:00
2024-12-14 13:00
2024-12-14 14:00
2024-12-14 15:00
2024-12-14 16:00
2024-12-14 17:00
2024-12-14 18:00
2024-12-14 19:00
2024-12-14 20:00
2024-12-14 21:00
2024-12-14 22:00
2024-12-14 23:00
2024-12-15
2024-12-15 01:00
2024-12-15 02:00
2024-12-15 03:00
2024-12-15 04:00
2024-12-15 05:00
2024-12-15 06:00
2024-12-15 07:00
2024-12-15 08:00
2024-12-15 09:00
2024-12-15 10:00
2024-12-15 11:00
2024-12-15 12:00
2024-12-15 13:00
2024-12-15 14:00
2024-12-15 15:00
2024-12-15 16:00
2024-12-15 17:00
2024-12-15 18:00
2024-12-15 19:00
2024-12-15 20:00
2024-12-15 21:00
2024-12-15 22:00
2024-12-15 23:00
2024-12-16
2024-12-16 01:00
2024-12-16 02:00
2024-12-16 03:00
2024-12-16 04:00
2024-12-16 05:00
2024-12-16 06:00
2024-12-16 07:00
2024-12-16 08:00
2024-12-16 09:00
2024-12-16 10:00
2024-12-16 11:00
2024-12-16 12:00
2024-12-16 13:00
2024-12-16 14:00
2024-12-16 15:00
2024-12-16 16:00
2024-12-16 17:00
2024-12-16 18:00
2024-12-16 19:00
2024-12-16 20:00
2024-12-16 21:00
2024-12-16 22:00
2024-12-16 23:00
2024-12-17
2024-12-17 01:00
2024-12-17 02:00
2024-12-17 03:00
2024-12-17 04:00
2024-12-17 05:00
2024-12-17 06:00
2024-12-17 07:00
2024-12-17 08:00
2024-12-17 09:00
2024-12-17 10:00
2024-12-17 11:00
2024-12-17 12:00
2024-12-17 13:00
2024-12-17 14:00
2024-12-17 15:00
2024-12-17 16:00
2024-12-17 17:00
2024-12-17 18:00
2024-12-17 19:00
2024-12-17 20:00
2024-12-17 21:00
2024-12-17 22:00
2024-12-17 23:00
2024-12-18
2024-12-18 01:00
2024-12-18 02:00
2024-12-18 03:00
2024-12-18 04:00
2024-12-18 05:00
2024-12-18 06:00
2024-12-18 07:00
2024-12-18 08:00
2024-12-18 09:00
2024-12-18 10:00
2024-12-18 11:00
2024-12-18 12:00
2024-12-18 13:00
2024-12-18 14:00
2024-12-18 15:00
2024-12-18 16:00
2024-12-18 17:00
2024-12-18 18:00
2024-12-18 19:00
2024-12-18 20:00
2024-12-18 21:00
2024-12-18 22:00
2024-12-18 23:00
2024-12-19
2024-12-19 01:00
2024-12-19 02:00
2024-12-19 03:00
2024-12-19 04:00
2024-12-19 05:00
2024-12-19 06:00
2024-12-19 07:00
2024-12-19 08:00
2024-12-19 09:00
2024-12-19 10:00
2024-12-19 11:00
2024-12-19 12:00
2024-12-19 13:00
2024-12-19 14:00
2024-12-19 15:00
2024-12-19 16:00
2024-12-19 17:00
2024-12-19 18:00
2024-12-19 19:00
2024-12-19 20:00
2024-12-19 21:00
2024-12-19 22:00
2024-12-19 23:00
2024-12-20
2024-12-20 01:00
2024-12-20 02:00
2024-12-20 03:00
2024-12-20 04:00
2024-12-20 05:00
2024-12-20 06:00
2024-12-20 07:00
2024-12-20 08:00
2024-12-20 09:00
2024-12-20 10:00
2024-12-20 11:00
2024-12-20 12:00
2024-12-20 13:00
2024-12-20 14:00
2024-12-20 15:00
2024-12-20 16:00
2024-12-20 17:00
2024-12-20 18:00
2024-12-20 19:00
2024-12-20 20:00
2024-12-20 21:00
2024-12-20 22:00
2024-12-20 23:00
2024-12-21
2024-12-21 01:00
2024-12-21 02:00
2024-12-21 03:00
2024-12-21 04:00
2024-12-21 05:00
2024-12-21 06:00
2024-12-21 07:00
2024-12-21 08:00
2024-12-21 09:00
2024-12-21 10:00
2024-12-21 11:00
2024-12-21 12:00
2024-12-21 13:00
2024-12-21 14:00
2024-12-21 15:00
2024-12-21 16:00
2024-12-21 17:00
2024-12-21 18:00
2024-12-21 19:00
2024-12-21 20:00
2024-12-21 21:00
2024-12-21 22:00
2024-12-21 23:00
2024-12-22
2024-12-22 01:00
2024-12-22 02:00
2024-12-22 03:00
2024-12-22 04:00
2024-12-22 05:00
2024-12-22 06:00
2024-12-22 07:00
2024-12-22 08:00
2024-12-22 09:00
2024-12-22 10:00
2024-12-22 11:00
2024-12-22 12:00
2024-12-22 13:00
2024-12-22 14:00
2024-12-22 15:00
2024-12-22 16:00
2024-12-22 17:00
2024-12-22 18:00
2024-12-22 19:00
2024-12-22 20:00
2024-12-22 21:00
2024-12-22 22:00
2024-12-22 23:00
2024-12-23
2024-12-23 01:00
2024-12-23 02:00
2024-12-23 03:00
2024-12-23 04:00
2024-12-23 05:00
2024-12-23 06:00
2024-12-23 07:00
2024-12-23 08:00
2024-12-23 09:00
2024-12-23 10:00
2024-12-23 11:00
2024-12-23 12:00
2024-12-23 13:00
2024-12-23 14:00
2024-12-23 15:00
2024-12-23 16:00
2024-12-23 17:00
2024-12-23 18:00
2024-12-23 19:00
2024-12-23 20:00
2024-12-23 21:00
2024-12-23 22:00
2024-12-23 23:00
2024-12-24
2024-12-24 01:00
2024-12-24 02:00
2024-12-24 03:00
2024-12-24 04:00
2024-12-24 05:00
2024-12-24 06:00
2024-12-24 07:00
2024-12-24 08:00
2024-12-24 09:00
2024-12-24 10:00
2024-12-24 11:00
2024-12-24 12:00
2024-12-24 13:00
2024-12-24 14:00
2024-12-24 15:00
2024-12-24 16:00
2024-12-24 17:00
2024-12-24 18:00
2024-12-24 19:00
2024-12-24 20:00
2024-12-24 21:00
2024-12-24 22:00
2024-12-24 23:00
2024-12-25
2024-12-25 01:00
2024-12-25 02:00
2024-12-25 03:00
2024-12-25 04:00
2024-12-25 05:00
2024-12-25 06:00
2024-12-25 07:00
2024-12-25 08:00
2024-12-25 09:00
2024-12-25 10:00
2024-12-25 11:00
2024-12-25 12:00
2024-12-25 13:00
2024-12-25 14:00
2024-12-25 15:00
2024-12-25 16:00
2024-12-25 17:00
2024-12-25 18:00
2024-12-25 19:00
2024-12-25 20:00
2024-12-25 21:00
2024-12-25 22:00
2024-12-25 23:00
2024-12-26
2024-12-26 01:00
2024-12-26 02:00
2024-12-26 03:00
2024-12-26 04:00
2024-12-26 05:00
2024-12-26 06:00
2024-12-26 07:00
2024-12-26 08:00
2024-12-26 09:00
2024-12-26 10:00
2024-12-26 11:00
2024-12-26 12:00
2024-12-26 13:00
2024-12-26 14:00
2024-12-26 15:00
2024-12-26 16:00
2024-12-26 17:00
2024-12-26 18:00
2024-12-26 19:00
2024-12-26 20:00
2024-12-26 21:00
2024-12-26 22:00
2024-12-26 23:00
2024-12-27
2024-12-27 01:00
2024-12-27 02:00
2024-12-27 03:00
2024-12-27 04:00
2024-12-27 05:00
2024-12-27 06:00
2024-12-27 07:00
2024-12-27 08:00
2024-12-27 09:00
2024-12-27 10:00
2024-12-27 11:00
2024-12-27 12:00
2024-12-27 13:00
2024-12-27 14:00
2024-12-27 15:00
2024-12-27 16:00
2024-12-27 17:00
2024-12-27 18:00
2024-12-27 19:00
2024-12-27 20:00
2024-12-27 21:00
2024-12-27 22:00
2024-12-27 23:00
2024-12-28
2024-12-28 01:00
2024-12-28 02:00
2024-12-28 03:00
2024-12-28 04:00
2024-12-28 05:00
2024-12-28 06:00
2024-12-28 07:00
2024-12-28 08:00
2024-12-28 09:00
2024-12-28 10:00
2024-12-28 11:00
2024-12-28 12:00
2024-12-28 13:00
2024-12-28 14:00
2024-12-28 15:00
2024-12-28 16:00
2024-12-28 17:00
2024-12-28 18:00
2024-12-28 19:00
2024-12-28 20:00
2024-12-28 21:00
2024-12-28 22:00
2024-12-28 23:00
2024-12-29
2024-12-29 01:00
2024-12-29 02:00
2024-12-29 03:00
2024-12-29 04:00
2024-12-29 05:00
2024-12-29 06:00
2024-12-29 07:00
2024-12-29 08:00
2024-12-29 09:00
2024-12-29 10:00
2024-12-29 11:00
2024-12-29 12:00
2024-12-29 13:00
2024-12-29 14:00
2024-12-29 15:00
2024-12-29 16:00
2024-12-29 17:00
2024-12-29 18:00
2024-12-29 19:00
2024-12-29 20:00
2024-12-29 21:00
2024-12-29 22:00
2024-12-29 23:00
2024-12-30
2024-12-30 01:00
2024-12-30 02:00
2024-12-30 03:00
2024-12-30 04:00
2024-12-30 05:00
2024-12-30 06:00
2024-12-30 07:00
2024-12-30 08:00
2024-12-30 09:00
2024-12-30 10:00
2024-12-30 11:00
2024-12-30 12:00
2024-12-30 13:00
2024-12-30 14:00
2024-12-30 15:00
2024-12-30 16:00
2024-12-30 17:00
2024-12-30 18:00
2024-12-30 19:00
2024-12-30 20:00
2024-12-30 21:00
2024-12-30 22:00
2024-12-30 23:00

## buses
name

## links
name | bus0 | bus1 | bus2 | p_nom | efficiency | capital_cost | marginal_cost | ramp_limit_up | ramp_limit_down | p_min_pu | p_max_pu | committable | min_up_time | min_down_time

## loads
name | bus | carrier | p_set

## generators
name | bus | efficiency | marginal_cost | p_nom | p_nom_extendable | p_nom_min | ramp_limit_up | ramp_limit_down | p_min_pu

## carriers
name

## storage_units
name | bus

## stores
name | bus

## generators-p_max_pu
time
2024-01-01
2024-01-01 01:00
2024-01-01 02:00
2024-01-01 03:00
2024-01-01 04:00
2024-01-01 05:00
2024-01-01 06:00
2024-01-01 07:00
2024-01-01 08:00
2024-01-01 09:00
2024-01-01 10:00
2024-01-01 11:00
2024-01-01 12:00
2024-01-01 13:00
2024-01-01 14:00
2024-01-01 15:00
2024-01-01 16:00
2024-01-01 17:00
2024-01-01 18:00
2024-01-01 19:00
2024-01-01 20:00
2024-01-01 21:00
2024-01-01 22:00
2024-01-01 23:00
2024-01-02
2024-01-02 01:00
2024-01-02 02:00
2024-01-02 03:00
2024-01-02 04:00
2024-01-02 05:00
2024-01-02 06:00
2024-01-02 07:00
2024-01-02 08:00
2024-01-02 09:00
2024-01-02 10:00
2024-01-02 11:00
2024-01-02 12:00
2024-01-02 13:00
2024-01-02 14:00
2024-01-02 15:00
2024-01-02 16:00
2024-01-02 17:00
2024-01-02 18:00
2024-01-02 19:00
2024-01-02 20:00
2024-01-02 21:00
2024-01-02 22:00
2024-01-02 23:00
2024-01-03
2024-01-03 01:00
2024-01-03 02:00
2024-01-03 03:00
2024-01-03 04:00
2024-01-03 05:00
2024-01-03 06:00
2024-01-03 07:00
2024-01-03 08:00
2024-01-03 09:00
2024-01-03 10:00
2024-01-03 11:00
2024-01-03 12:00
2024-01-03 13:00
2024-01-03 14:00
2024-01-03 15:00
2024-01-03 16:00
2024-01-03 17:00
2024-01-03 18:00
2024-01-03 19:00
2024-01-03 20:00
2024-01-03 21:00
2024-01-03 22:00
2024-01-03 23:00
2024-01-04
2024-01-04 01:00
2024-01-04 02:00
2024-01-04 03:00
2024-01-04 04:00
2024-01-04 05:00
2024-01-04 06:00
2024-01-04 07:00
2024-01-04 08:00
2024-01-04 09:00
2024-01-04 10:00
2024-01-04 11:00
2024-01-04 12:00
2024-01-04 13:00
2024-01-04 14:00
2024-01-04 15:00
2024-01-04 16:00
2024-01-04 17:00
2024-01-04 18:00
2024-01-04 19:00
2024-01-04 20:00
2024-01-04 21:00
2024-01-04 22:00
2024-01-04 23:00
2024-01-05
2024-01-05 01:00
2024-01-05 02:00
2024-01-05 03:00
2024-01-05 04:00
2024-01-05 05:00
2024-01-05 06:00
2024-01-05 07:00
2024-01-05 08:00
2024-01-05 09:00
2024-01-05 10:00
2024-01-05 11:00
2024-01-05 12:00
2024-01-05 13:00
2024-01-05 14:00
2024-01-05 15:00
2024-01-05 16:00
2024-01-05 17:00
2024-01-05 18:00
2024-01-05 19:00
2024-01-05 20:00
2024-01-05 21:00
2024-01-05 22:00
2024-01-05 23:00
2024-01-06
2024-01-06 01:00
2024-01-06 02:00
2024-01-06 03:00
2024-01-06 04:00
2024-01-06 05:00
2024-01-06 06:00
2024-01-06 07:00
2024-01-06 08:00
2024-01-06 09:00
2024-01-06 10:00
2024-01-06 11:00
2024-01-06 12:00
2024-01-06 13:00
2024-01-06 14:00
2024-01-06 15:00
2024-01-06 16:00
2024-01-06 17:00
2024-01-06 18:00
2024-01-06 19:00
2024-01-06 20:00
2024-01-06 21:00
2024-01-06 22:00
2024-01-06 23:00
2024-01-07
2024-01-07 01:00
2024-01-07 02:00
2024-01-07 03:00
2024-01-07 04:00
2024-01-07 05:00
2024-01-07 06:00
2024-01-07 07:00
2024-01-07 08:00
2024-01-07 09:00
2024-01-07 10:00
2024-01-07 11:00
2024-01-07 12:00
2024-01-07 13:00
2024-01-07 14:00
2024-01-07 15:00
2024-01-07 16:00
2024-01-07 17:00
2024-01-07 18:00
2024-01-07 19:00
2024-01-07 20:00
2024-01-07 21:00
2024-01-07 22:00
2024-01-07 23:00
2024-01-08
2024-01-08 01:00
2024-01-08 02:00
2024-01-08 03:00
2024-01-08 04:00
2024-01-08 05:00
2024-01-08 06:00
2024-01-08 07:00
2024-01-08 08:00
2024-01-08 09:00
2024-01-08 10:00
2024-01-08 11:00
2024-01-08 12:00
2024-01-08 13:00
2024-01-08 14:00
2024-01-08 15:00
2024-01-08 16:00
2024-01-08 17:00
2024-01-08 18:00
2024-01-08 19:00
2024-01-08 20:00
2024-01-08 21:00
2024-01-08 22:00
2024-01-08 23:00
2024-01-09
2024-01-09 01:00
2024-01-09 02:00
2024-01-09 03:00
2024-01-09 04:00
2024-01-09 05:00
2024-01-09 06:00
2024-01-09 07:00
2024-01-09 08:00
2024-01-09 09:00
2024-01-09 10:00
2024-01-09 11:00
2024-01-09 12:00
2024-01-09 13:00
2024-01-09 14:00
2024-01-09 15:00
2024-01-09 16:00
2024-01-09 17:00
2024-01-09 18:00
2024-01-09 19:00
2024-01-09 20:00
2024-01-09 21:00
2024-01-09 22:00
2024-01-09 23:00
2024-01-10
2024-01-10 01:00
2024-01-10 02:00
2024-01-10 03:00
2024-01-10 04:00
2024-01-10 05:00
2024-01-10 06:00
2024-01-10 07:00
2024-01-10 08:00
2024-01-10 09:00
2024-01-10 10:00
2024-01-10 11:00
2024-01-10 12:00
2024-01-10 13:00
2024-01-10 14:00
2024-01-10 15:00
2024-01-10 16:00
2024-01-10 17:00
2024-01-10 18:00
2024-01-10 19:00
2024-01-10 20:00
2024-01-10 21:00
2024-01-10 22:00
2024-01-10 23:00
2024-01-11
2024-01-11 01:00
2024-01-11 02:00
2024-01-11 03:00
2024-01-11 04:00
2024-01-11 05:00
2024-01-11 06:00
2024-01-11 07:00
2024-01-11 08:00
2024-01-11 09:00
2024-01-11 10:00
2024-01-11 11:00
2024-01-11 12:00
2024-01-11 13:00
2024-01-11 14:00
2024-01-11 15:00
2024-01-11 16:00
2024-01-11 17:00
2024-01-11 18:00
2024-01-11 19:00
2024-01-11 20:00
2024-01-11 21:00
2024-01-11 22:00
2024-01-11 23:00
2024-01-12
2024-01-12 01:00
2024-01-12 02:00
2024-01-12 03:00
2024-01-12 04:00
2024-01-12 05:00
2024-01-12 06:00
2024-01-12 07:00
2024-01-12 08:00
2024-01-12 09:00
2024-01-12 10:00
2024-01-12 11:00
2024-01-12 12:00
2024-01-12 13:00
2024-01-12 14:00
2024-01-12 15:00
2024-01-12 16:00
2024-01-12 17:00
2024-01-12 18:00
2024-01-12 19:00
2024-01-12 20:00
2024-01-12 21:00
2024-01-12 22:00
2024-01-12 23:00
2024-01-13
2024-01-13 01:00
2024-01-13 02:00
2024-01-13 03:00
2024-01-13 04:00
2024-01-13 05:00
2024-01-13 06:00
2024-01-13 07:00
2024-01-13 08:00
2024-01-13 09:00
2024-01-13 10:00
2024-01-13 11:00
2024-01-13 12:00
2024-01-13 13:00
2024-01-13 14:00
2024-01-13 15:00
2024-01-13 16:00
2024-01-13 17:00
2024-01-13 18:00
2024-01-13 19:00
2024-01-13 20:00
2024-01-13 21:00
2024-01-13 22:00
2024-01-13 23:00
2024-01-14
2024-01-14 01:00
2024-01-14 02:00
2024-01-14 03:00
2024-01-14 04:00
2024-01-14 05:00
2024-01-14 06:00
2024-01-14 07:00
2024-01-14 08:00
2024-01-14 09:00
2024-01-14 10:00
2024-01-14 11:00
2024-01-14 12:00
2024-01-14 13:00
2024-01-14 14:00
2024-01-14 15:00
2024-01-14 16:00
2024-01-14 17:00
2024-01-14 18:00
2024-01-14 19:00
2024-01-14 20:00
2024-01-14 21:00
2024-01-14 22:00
2024-01-14 23:00
2024-01-15
2024-01-15 01:00
2024-01-15 02:00
2024-01-15 03:00
2024-01-15 04:00
2024-01-15 05:00
2024-01-15 06:00
2024-01-15 07:00
2024-01-15 08:00
2024-01-15 09:00
2024-01-15 10:00
2024-01-15 11:00
2024-01-15 12:00
2024-01-15 13:00
2024-01-15 14:00
2024-01-15 15:00
2024-01-15 16:00
2024-01-15 17:00
2024-01-15 18:00
2024-01-15 19:00
2024-01-15 20:00
2024-01-15 21:00
2024-01-15 22:00
2024-01-15 23:00
2024-01-16
2024-01-16 01:00
2024-01-16 02:00
2024-01-16 03:00
2024-01-16 04:00
2024-01-16 05:00
2024-01-16 06:00
2024-01-16 07:00
2024-01-16 08:00
2024-01-16 09:00
2024-01-16 10:00
2024-01-16 11:00
2024-01-16 12:00
2024-01-16 13:00
2024-01-16 14:00
2024-01-16 15:00
2024-01-16 16:00
2024-01-16 17:00
2024-01-16 18:00
2024-01-16 19:00
2024-01-16 20:00
2024-01-16 21:00
2024-01-16 22:00
2024-01-16 23:00
2024-01-17
2024-01-17 01:00
2024-01-17 02:00
2024-01-17 03:00
2024-01-17 04:00
2024-01-17 05:00
2024-01-17 06:00
2024-01-17 07:00
2024-01-17 08:00
2024-01-17 09:00
2024-01-17 10:00
2024-01-17 11:00
2024-01-17 12:00
2024-01-17 13:00
2024-01-17 14:00
2024-01-17 15:00
2024-01-17 16:00
2024-01-17 17:00
2024-01-17 18:00
2024-01-17 19:00
2024-01-17 20:00
2024-01-17 21:00
2024-01-17 22:00
2024-01-17 23:00
2024-01-18
2024-01-18 01:00
2024-01-18 02:00
2024-01-18 03:00
2024-01-18 04:00
2024-01-18 05:00
2024-01-18 06:00
2024-01-18 07:00
2024-01-18 08:00
2024-01-18 09:00
2024-01-18 10:00
2024-01-18 11:00
2024-01-18 12:00
2024-01-18 13:00
2024-01-18 14:00
2024-01-18 15:00
2024-01-18 16:00
2024-01-18 17:00
2024-01-18 18:00
2024-01-18 19:00
2024-01-18 20:00
2024-01-18 21:00
2024-01-18 22:00
2024-01-18 23:00
2024-01-19
2024-01-19 01:00
2024-01-19 02:00
2024-01-19 03:00
2024-01-19 04:00
2024-01-19 05:00
2024-01-19 06:00
2024-01-19 07:00
2024-01-19 08:00
2024-01-19 09:00
2024-01-19 10:00
2024-01-19 11:00
2024-01-19 12:00
2024-01-19 13:00
2024-01-19 14:00
2024-01-19 15:00
2024-01-19 16:00
2024-01-19 17:00
2024-01-19 18:00
2024-01-19 19:00
2024-01-19 20:00
2024-01-19 21:00
2024-01-19 22:00
2024-01-19 23:00
2024-01-20
2024-01-20 01:00
2024-01-20 02:00
2024-01-20 03:00
2024-01-20 04:00
2024-01-20 05:00
2024-01-20 06:00
2024-01-20 07:00
2024-01-20 08:00
2024-01-20 09:00
2024-01-20 10:00
2024-01-20 11:00
2024-01-20 12:00
2024-01-20 13:00
2024-01-20 14:00
2024-01-20 15:00
2024-01-20 16:00
2024-01-20 17:00
2024-01-20 18:00
2024-01-20 19:00
2024-01-20 20:00
2024-01-20 21:00
2024-01-20 22:00
2024-01-20 23:00
2024-01-21
2024-01-21 01:00
2024-01-21 02:00
2024-01-21 03:00
2024-01-21 04:00
2024-01-21 05:00
2024-01-21 06:00
2024-01-21 07:00
2024-01-21 08:00
2024-01-21 09:00
2024-01-21 10:00
2024-01-21 11:00
2024-01-21 12:00
2024-01-21 13:00
2024-01-21 14:00
2024-01-21 15:00
2024-01-21 16:00
2024-01-21 17:00
2024-01-21 18:00
2024-01-21 19:00
2024-01-21 20:00
2024-01-21 21:00
2024-01-21 22:00
2024-01-21 23:00
2024-01-22
2024-01-22 01:00
2024-01-22 02:00
2024-01-22 03:00
2024-01-22 04:00
2024-01-22 05:00
2024-01-22 06:00
2024-01-22 07:00
2024-01-22 08:00
2024-01-22 09:00
2024-01-22 10:00
2024-01-22 11:00
2024-01-22 12:00
2024-01-22 13:00
2024-01-22 14:00
2024-01-22 15:00
2024-01-22 16:00
2024-01-22 17:00
2024-01-22 18:00
2024-01-22 19:00
2024-01-22 20:00
2024-01-22 21:00
2024-01-22 22:00
2024-01-22 23:00
2024-01-23
2024-01-23 01:00
2024-01-23 02:00
2024-01-23 03:00
2024-01-23 04:00
2024-01-23 05:00
2024-01-23 06:00
2024-01-23 07:00
2024-01-23 08:00
2024-01-23 09:00
2024-01-23 10:00
2024-01-23 11:00
2024-01-23 12:00
2024-01-23 13:00
2024-01-23 14:00
2024-01-23 15:00
2024-01-23 16:00
2024-01-23 17:00
2024-01-23 18:00
2024-01-23 19:00
2024-01-23 20:00
2024-01-23 21:00
2024-01-23 22:00
2024-01-23 23:00
2024-01-24
2024-01-24 01:00
2024-01-24 02:00
2024-01-24 03:00
2024-01-24 04:00
2024-01-24 05:00
2024-01-24 06:00
2024-01-24 07:00
2024-01-24 08:00
2024-01-24 09:00
2024-01-24 10:00
2024-01-24 11:00
2024-01-24 12:00
2024-01-24 13:00
2024-01-24 14:00
2024-01-24 15:00
2024-01-24 16:00
2024-01-24 17:00
2024-01-24 18:00
2024-01-24 19:00
2024-01-24 20:00
2024-01-24 21:00
2024-01-24 22:00
2024-01-24 23:00
2024-01-25
2024-01-25 01:00
2024-01-25 02:00
2024-01-25 03:00
2024-01-25 04:00
2024-01-25 05:00
2024-01-25 06:00
2024-01-25 07:00
2024-01-25 08:00
2024-01-25 09:00
2024-01-25 10:00
2024-01-25 11:00
2024-01-25 12:00
2024-01-25 13:00
2024-01-25 14:00
2024-01-25 15:00
2024-01-25 16:00
2024-01-25 17:00
2024-01-25 18:00
2024-01-25 19:00
2024-01-25 20:00
2024-01-25 21:00
2024-01-25 22:00
2024-01-25 23:00
2024-01-26
2024-01-26 01:00
2024-01-26 02:00
2024-01-26 03:00
2024-01-26 04:00
2024-01-26 05:00
2024-01-26 06:00
2024-01-26 07:00
2024-01-26 08:00
2024-01-26 09:00
2024-01-26 10:00
2024-01-26 11:00
2024-01-26 12:00
2024-01-26 13:00
2024-01-26 14:00
2024-01-26 15:00
2024-01-26 16:00
2024-01-26 17:00
2024-01-26 18:00
2024-01-26 19:00
2024-01-26 20:00
2024-01-26 21:00
2024-01-26 22:00
2024-01-26 23:00
2024-01-27
2024-01-27 01:00
2024-01-27 02:00
2024-01-27 03:00
2024-01-27 04:00
2024-01-27 05:00
2024-01-27 06:00
2024-01-27 07:00
2024-01-27 08:00
2024-01-27 09:00
2024-01-27 10:00
2024-01-27 11:00
2024-01-27 12:00
2024-01-27 13:00
2024-01-27 14:00
2024-01-27 15:00
2024-01-27 16:00
2024-01-27 17:00
2024-01-27 18:00
2024-01-27 19:00
2024-01-27 20:00
2024-01-27 21:00
2024-01-27 22:00
2024-01-27 23:00
2024-01-28
2024-01-28 01:00
2024-01-28 02:00
2024-01-28 03:00
2024-01-28 04:00
2024-01-28 05:00
2024-01-28 06:00
2024-01-28 07:00
2024-01-28 08:00
2024-01-28 09:00
2024-01-28 10:00
2024-01-28 11:00
2024-01-28 12:00
2024-01-28 13:00
2024-01-28 14:00
2024-01-28 15:00
2024-01-28 16:00
2024-01-28 17:00
2024-01-28 18:00
2024-01-28 19:00
2024-01-28 20:00
2024-01-28 21:00
2024-01-28 22:00
2024-01-28 23:00
2024-01-29
2024-01-29 01:00
2024-01-29 02:00
2024-01-29 03:00
2024-01-29 04:00
2024-01-29 05:00
2024-01-29 06:00
2024-01-29 07:00
2024-01-29 08:00
2024-01-29 09:00
2024-01-29 10:00
2024-01-29 11:00
2024-01-29 12:00
2024-01-29 13:00
2024-01-29 14:00
2024-01-29 15:00
2024-01-29 16:00
2024-01-29 17:00
2024-01-29 18:00
2024-01-29 19:00
2024-01-29 20:00
2024-01-29 21:00
2024-01-29 22:00
2024-01-29 23:00
2024-01-30
2024-01-30 01:00
2024-01-30 02:00
2024-01-30 03:00
2024-01-30 04:00
2024-01-30 05:00
2024-01-30 06:00
2024-01-30 07:00
2024-01-30 08:00
2024-01-30 09:00
2024-01-30 10:00
2024-01-30 11:00
2024-01-30 12:00
2024-01-30 13:00
2024-01-30 14:00
2024-01-30 15:00
2024-01-30 16:00
2024-01-30 17:00
2024-01-30 18:00
2024-01-30 19:00
2024-01-30 20:00
2024-01-30 21:00
2024-01-30 22:00
2024-01-30 23:00
2024-01-31
2024-01-31 01:00
2024-01-31 02:00
2024-01-31 03:00
2024-01-31 04:00
2024-01-31 05:00
2024-01-31 06:00
2024-01-31 07:00
2024-01-31 08:00
2024-01-31 09:00
2024-01-31 10:00
2024-01-31 11:00
2024-01-31 12:00
2024-01-31 13:00
2024-01-31 14:00
2024-01-31 15:00
2024-01-31 16:00
2024-01-31 17:00
2024-01-31 18:00
2024-01-31 19:00
2024-01-31 20:00
2024-01-31 21:00
2024-01-31 22:00
2024-01-31 23:00
2024-02-01
2024-02-01 01:00
2024-02-01 02:00
2024-02-01 03:00
2024-02-01 04:00
2024-02-01 05:00
2024-02-01 06:00
2024-02-01 07:00
2024-02-01 08:00
2024-02-01 09:00
2024-02-01 10:00
2024-02-01 11:00
2024-02-01 12:00
2024-02-01 13:00
2024-02-01 14:00
2024-02-01 15:00
2024-02-01 16:00
2024-02-01 17:00
2024-02-01 18:00
2024-02-01 19:00
2024-02-01 20:00
2024-02-01 21:00
2024-02-01 22:00
2024-02-01 23:00
2024-02-02
2024-02-02 01:00
2024-02-02 02:00
2024-02-02 03:00
2024-02-02 04:00
2024-02-02 05:00
2024-02-02 06:00
2024-02-02 07:00
2024-02-02 08:00
2024-02-02 09:00
2024-02-02 10:00
2024-02-02 11:00
2024-02-02 12:00
2024-02-02 13:00
2024-02-02 14:00
2024-02-02 15:00
2024-02-02 16:00
2024-02-02 17:00
2024-02-02 18:00
2024-02-02 19:00
2024-02-02 20:00
2024-02-02 21:00
2024-02-02 22:00
2024-02-02 23:00
2024-02-03
2024-02-03 01:00
2024-02-03 02:00
2024-02-03 03:00
2024-02-03 04:00
2024-02-03 05:00
2024-02-03 06:00
2024-02-03 07:00
2024-02-03 08:00
2024-02-03 09:00
2024-02-03 10:00
2024-02-03 11:00
2024-02-03 12:00
2024-02-03 13:00
2024-02-03 14:00
2024-02-03 15:00
2024-02-03 16:00
2024-02-03 17:00
2024-02-03 18:00
2024-02-03 19:00
2024-02-03 20:00
2024-02-03 21:00
2024-02-03 22:00
2024-02-03 23:00
2024-02-04
2024-02-04 01:00
2024-02-04 02:00
2024-02-04 03:00
2024-02-04 04:00
2024-02-04 05:00
2024-02-04 06:00
2024-02-04 07:00
2024-02-04 08:00
2024-02-04 09:00
2024-02-04 10:00
2024-02-04 11:00
2024-02-04 12:00
2024-02-04 13:00
2024-02-04 14:00
2024-02-04 15:00
2024-02-04 16:00
2024-02-04 17:00
2024-02-04 18:00
2024-02-04 19:00
2024-02-04 20:00
2024-02-04 21:00
2024-02-04 22:00
2024-02-04 23:00
2024-02-05
2024-02-05 01:00
2024-02-05 02:00
2024-02-05 03:00
2024-02-05 04:00
2024-02-05 05:00
2024-02-05 06:00
2024-02-05 07:00
2024-02-05 08:00
2024-02-05 09:00
2024-02-05 10:00
2024-02-05 11:00
2024-02-05 12:00
2024-02-05 13:00
2024-02-05 14:00
2024-02-05 15:00
2024-02-05 16:00
2024-02-05 17:00
2024-02-05 18:00
2024-02-05 19:00
2024-02-05 20:00
2024-02-05 21:00
2024-02-05 22:00
2024-02-05 23:00
2024-02-06
2024-02-06 01:00
2024-02-06 02:00
2024-02-06 03:00
2024-02-06 04:00
2024-02-06 05:00
2024-02-06 06:00
2024-02-06 07:00
2024-02-06 08:00
2024-02-06 09:00
2024-02-06 10:00
2024-02-06 11:00
2024-02-06 12:00
2024-02-06 13:00
2024-02-06 14:00
2024-02-06 15:00
2024-02-06 16:00
2024-02-06 17:00
2024-02-06 18:00
2024-02-06 19:00
2024-02-06 20:00
2024-02-06 21:00
2024-02-06 22:00
2024-02-06 23:00
2024-02-07
2024-02-07 01:00
2024-02-07 02:00
2024-02-07 03:00
2024-02-07 04:00
2024-02-07 05:00
2024-02-07 06:00
2024-02-07 07:00
2024-02-07 08:00
2024-02-07 09:00
2024-02-07 10:00
2024-02-07 11:00
2024-02-07 12:00
2024-02-07 13:00
2024-02-07 14:00
2024-02-07 15:00
2024-02-07 16:00
2024-02-07 17:00
2024-02-07 18:00
2024-02-07 19:00
2024-02-07 20:00
2024-02-07 21:00
2024-02-07 22:00
2024-02-07 23:00
2024-02-08
2024-02-08 01:00
2024-02-08 02:00
2024-02-08 03:00
2024-02-08 04:00
2024-02-08 05:00
2024-02-08 06:00
2024-02-08 07:00
2024-02-08 08:00
2024-02-08 09:00
2024-02-08 10:00
2024-02-08 11:00
2024-02-08 12:00
2024-02-08 13:00
2024-02-08 14:00
2024-02-08 15:00
2024-02-08 16:00
2024-02-08 17:00
2024-02-08 18:00
2024-02-08 19:00
2024-02-08 20:00
2024-02-08 21:00
2024-02-08 22:00
2024-02-08 23:00
2024-02-09
2024-02-09 01:00
2024-02-09 02:00
2024-02-09 03:00
2024-02-09 04:00
2024-02-09 05:00
2024-02-09 06:00
2024-02-09 07:00
2024-02-09 08:00
2024-02-09 09:00
2024-02-09 10:00
2024-02-09 11:00
2024-02-09 12:00
2024-02-09 13:00
2024-02-09 14:00
2024-02-09 15:00
2024-02-09 16:00
2024-02-09 17:00
2024-02-09 18:00
2024-02-09 19:00
2024-02-09 20:00
2024-02-09 21:00
2024-02-09 22:00
2024-02-09 23:00
2024-02-10
2024-02-10 01:00
2024-02-10 02:00
2024-02-10 03:00
2024-02-10 04:00
2024-02-10 05:00
2024-02-10 06:00
2024-02-10 07:00
2024-02-10 08:00
2024-02-10 09:00
2024-02-10 10:00
2024-02-10 11:00
2024-02-10 12:00
2024-02-10 13:00
2024-02-10 14:00
2024-02-10 15:00
2024-02-10 16:00
2024-02-10 17:00
2024-02-10 18:00
2024-02-10 19:00
2024-02-10 20:00
2024-02-10 21:00
2024-02-10 22:00
2024-02-10 23:00
2024-02-11
2024-02-11 01:00
2024-02-11 02:00
2024-02-11 03:00
2024-02-11 04:00
2024-02-11 05:00
2024-02-11 06:00
2024-02-11 07:00
2024-02-11 08:00
2024-02-11 09:00
2024-02-11 10:00
2024-02-11 11:00
2024-02-11 12:00
2024-02-11 13:00
2024-02-11 14:00
2024-02-11 15:00
2024-02-11 16:00
2024-02-11 17:00
2024-02-11 18:00
2024-02-11 19:00
2024-02-11 20:00
2024-02-11 21:00
2024-02-11 22:00
2024-02-11 23:00
2024-02-12
2024-02-12 01:00
2024-02-12 02:00
2024-02-12 03:00
2024-02-12 04:00
2024-02-12 05:00
2024-02-12 06:00
2024-02-12 07:00
2024-02-12 08:00
2024-02-12 09:00
2024-02-12 10:00
2024-02-12 11:00
2024-02-12 12:00
2024-02-12 13:00
2024-02-12 14:00
2024-02-12 15:00
2024-02-12 16:00
2024-02-12 17:00
2024-02-12 18:00
2024-02-12 19:00
2024-02-12 20:00
2024-02-12 21:00
2024-02-12 22:00
2024-02-12 23:00
2024-02-13
2024-02-13 01:00
2024-02-13 02:00
2024-02-13 03:00
2024-02-13 04:00
2024-02-13 05:00
2024-02-13 06:00
2024-02-13 07:00
2024-02-13 08:00
2024-02-13 09:00
2024-02-13 10:00
2024-02-13 11:00
2024-02-13 12:00
2024-02-13 13:00
2024-02-13 14:00
2024-02-13 15:00
2024-02-13 16:00
2024-02-13 17:00
2024-02-13 18:00
2024-02-13 19:00
2024-02-13 20:00
2024-02-13 21:00
2024-02-13 22:00
2024-02-13 23:00
2024-02-14
2024-02-14 01:00
2024-02-14 02:00
2024-02-14 03:00
2024-02-14 04:00
2024-02-14 05:00
2024-02-14 06:00
2024-02-14 07:00
2024-02-14 08:00
2024-02-14 09:00
2024-02-14 10:00
2024-02-14 11:00
2024-02-14 12:00
2024-02-14 13:00
2024-02-14 14:00
2024-02-14 15:00
2024-02-14 16:00
2024-02-14 17:00
2024-02-14 18:00
2024-02-14 19:00
2024-02-14 20:00
2024-02-14 21:00
2024-02-14 22:00
2024-02-14 23:00
2024-02-15
2024-02-15 01:00
2024-02-15 02:00
2024-02-15 03:00
2024-02-15 04:00
2024-02-15 05:00
2024-02-15 06:00
2024-02-15 07:00
2024-02-15 08:00
2024-02-15 09:00
2024-02-15 10:00
2024-02-15 11:00
2024-02-15 12:00
2024-02-15 13:00
2024-02-15 14:00
2024-02-15 15:00
2024-02-15 16:00
2024-02-15 17:00
2024-02-15 18:00
2024-02-15 19:00
2024-02-15 20:00
2024-02-15 21:00
2024-02-15 22:00
2024-02-15 23:00
2024-02-16
2024-02-16 01:00
2024-02-16 02:00
2024-02-16 03:00
2024-02-16 04:00
2024-02-16 05:00
2024-02-16 06:00
2024-02-16 07:00
2024-02-16 08:00
2024-02-16 09:00
2024-02-16 10:00
2024-02-16 11:00
2024-02-16 12:00
2024-02-16 13:00
2024-02-16 14:00
2024-02-16 15:00
2024-02-16 16:00
2024-02-16 17:00
2024-02-16 18:00
2024-02-16 19:00
2024-02-16 20:00
2024-02-16 21:00
2024-02-16 22:00
2024-02-16 23:00
2024-02-17
2024-02-17 01:00
2024-02-17 02:00
2024-02-17 03:00
2024-02-17 04:00
2024-02-17 05:00
2024-02-17 06:00
2024-02-17 07:00
2024-02-17 08:00
2024-02-17 09:00
2024-02-17 10:00
2024-02-17 11:00
2024-02-17 12:00
2024-02-17 13:00
2024-02-17 14:00
2024-02-17 15:00
2024-02-17 16:00
2024-02-17 17:00
2024-02-17 18:00
2024-02-17 19:00
2024-02-17 20:00
2024-02-17 21:00
2024-02-17 22:00
2024-02-17 23:00
2024-02-18
2024-02-18 01:00
2024-02-18 02:00
2024-02-18 03:00
2024-02-18 04:00
2024-02-18 05:00
2024-02-18 06:00
2024-02-18 07:00
2024-02-18 08:00
2024-02-18 09:00
2024-02-18 10:00
2024-02-18 11:00
2024-02-18 12:00
2024-02-18 13:00
2024-02-18 14:00
2024-02-18 15:00
2024-02-18 16:00
2024-02-18 17:00
2024-02-18 18:00
2024-02-18 19:00
2024-02-18 20:00
2024-02-18 21:00
2024-02-18 22:00
2024-02-18 23:00
2024-02-19
2024-02-19 01:00
2024-02-19 02:00
2024-02-19 03:00
2024-02-19 04:00
2024-02-19 05:00
2024-02-19 06:00
2024-02-19 07:00
2024-02-19 08:00
2024-02-19 09:00
2024-02-19 10:00
2024-02-19 11:00
2024-02-19 12:00
2024-02-19 13:00
2024-02-19 14:00
2024-02-19 15:00
2024-02-19 16:00
2024-02-19 17:00
2024-02-19 18:00
2024-02-19 19:00
2024-02-19 20:00
2024-02-19 21:00
2024-02-19 22:00
2024-02-19 23:00
2024-02-20
2024-02-20 01:00
2024-02-20 02:00
2024-02-20 03:00
2024-02-20 04:00
2024-02-20 05:00
2024-02-20 06:00
2024-02-20 07:00
2024-02-20 08:00
2024-02-20 09:00
2024-02-20 10:00
2024-02-20 11:00
2024-02-20 12:00
2024-02-20 13:00
2024-02-20 14:00
2024-02-20 15:00
2024-02-20 16:00
2024-02-20 17:00
2024-02-20 18:00
2024-02-20 19:00
2024-02-20 20:00
2024-02-20 21:00
2024-02-20 22:00
2024-02-20 23:00
2024-02-21
2024-02-21 01:00
2024-02-21 02:00
2024-02-21 03:00
2024-02-21 04:00
2024-02-21 05:00
2024-02-21 06:00
2024-02-21 07:00
2024-02-21 08:00
2024-02-21 09:00
2024-02-21 10:00
2024-02-21 11:00
2024-02-21 12:00
2024-02-21 13:00
2024-02-21 14:00
2024-02-21 15:00
2024-02-21 16:00
2024-02-21 17:00
2024-02-21 18:00
2024-02-21 19:00
2024-02-21 20:00
2024-02-21 21:00
2024-02-21 22:00
2024-02-21 23:00
2024-02-22
2024-02-22 01:00
2024-02-22 02:00
2024-02-22 03:00
2024-02-22 04:00
2024-02-22 05:00
2024-02-22 06:00
2024-02-22 07:00
2024-02-22 08:00
2024-02-22 09:00
2024-02-22 10:00
2024-02-22 11:00
2024-02-22 12:00
2024-02-22 13:00
2024-02-22 14:00
2024-02-22 15:00
2024-02-22 16:00
2024-02-22 17:00
2024-02-22 18:00
2024-02-22 19:00
2024-02-22 20:00
2024-02-22 21:00
2024-02-22 22:00
2024-02-22 23:00
2024-02-23
2024-02-23 01:00
2024-02-23 02:00
2024-02-23 03:00
2024-02-23 04:00
2024-02-23 05:00
2024-02-23 06:00
2024-02-23 07:00
2024-02-23 08:00
2024-02-23 09:00
2024-02-23 10:00
2024-02-23 11:00
2024-02-23 12:00
2024-02-23 13:00
2024-02-23 14:00
2024-02-23 15:00
2024-02-23 16:00
2024-02-23 17:00
2024-02-23 18:00
2024-02-23 19:00
2024-02-23 20:00
2024-02-23 21:00
2024-02-23 22:00
2024-02-23 23:00
2024-02-24
2024-02-24 01:00
2024-02-24 02:00
2024-02-24 03:00
2024-02-24 04:00
2024-02-24 05:00
2024-02-24 06:00
2024-02-24 07:00
2024-02-24 08:00
2024-02-24 09:00
2024-02-24 10:00
2024-02-24 11:00
2024-02-24 12:00
2024-02-24 13:00
2024-02-24 14:00
2024-02-24 15:00
2024-02-24 16:00
2024-02-24 17:00
2024-02-24 18:00
2024-02-24 19:00
2024-02-24 20:00
2024-02-24 21:00
2024-02-24 22:00
2024-02-24 23:00
2024-02-25
2024-02-25 01:00
2024-02-25 02:00
2024-02-25 03:00
2024-02-25 04:00
2024-02-25 05:00
2024-02-25 06:00
2024-02-25 07:00
2024-02-25 08:00
2024-02-25 09:00
2024-02-25 10:00
2024-02-25 11:00
2024-02-25 12:00
2024-02-25 13:00
2024-02-25 14:00
2024-02-25 15:00
2024-02-25 16:00
2024-02-25 17:00
2024-02-25 18:00
2024-02-25 19:00
2024-02-25 20:00
2024-02-25 21:00
2024-02-25 22:00
2024-02-25 23:00
2024-02-26
2024-02-26 01:00
2024-02-26 02:00
2024-02-26 03:00
2024-02-26 04:00
2024-02-26 05:00
2024-02-26 06:00
2024-02-26 07:00
2024-02-26 08:00
2024-02-26 09:00
2024-02-26 10:00
2024-02-26 11:00
2024-02-26 12:00
2024-02-26 13:00
2024-02-26 14:00
2024-02-26 15:00
2024-02-26 16:00
2024-02-26 17:00
2024-02-26 18:00
2024-02-26 19:00
2024-02-26 20:00
2024-02-26 21:00
2024-02-26 22:00
2024-02-26 23:00
2024-02-27
2024-02-27 01:00
2024-02-27 02:00
2024-02-27 03:00
2024-02-27 04:00
2024-02-27 05:00
2024-02-27 06:00
2024-02-27 07:00
2024-02-27 08:00
2024-02-27 09:00
2024-02-27 10:00
2024-02-27 11:00
2024-02-27 12:00
2024-02-27 13:00
2024-02-27 14:00
2024-02-27 15:00
2024-02-27 16:00
2024-02-27 17:00
2024-02-27 18:00
2024-02-27 19:00
2024-02-27 20:00
2024-02-27 21:00
2024-02-27 22:00
2024-02-27 23:00
2024-02-28
2024-02-28 01:00
2024-02-28 02:00
2024-02-28 03:00
2024-02-28 04:00
2024-02-28 05:00
2024-02-28 06:00
2024-02-28 07:00
2024-02-28 08:00
2024-02-28 09:00
2024-02-28 10:00
2024-02-28 11:00
2024-02-28 12:00
2024-02-28 13:00
2024-02-28 14:00
2024-02-28 15:00
2024-02-28 16:00
2024-02-28 17:00
2024-02-28 18:00
2024-02-28 19:00
2024-02-28 20:00
2024-02-28 21:00
2024-02-28 22:00
2024-02-28 23:00
2024-02-29
2024-02-29 01:00
2024-02-29 02:00
2024-02-29 03:00
2024-02-29 04:00
2024-02-29 05:00
2024-02-29 06:00
2024-02-29 07:00
2024-02-29 08:00
2024-02-29 09:00
2024-02-29 10:00
2024-02-29 11:00
2024-02-29 12:00
2024-02-29 13:00
2024-02-29 14:00
2024-02-29 15:00
2024-02-29 16:00
2024-02-29 17:00
2024-02-29 18:00
2024-02-29 19:00
2024-02-29 20:00
2024-02-29 21:00
2024-02-29 22:00
2024-02-29 23:00
2024-03-01
2024-03-01 01:00
2024-03-01 02:00
2024-03-01 03:00
2024-03-01 04:00
2024-03-01 05:00
2024-03-01 06:00
2024-03-01 07:00
2024-03-01 08:00
2024-03-01 09:00
2024-03-01 10:00
2024-03-01 11:00
2024-03-01 12:00
2024-03-01 13:00
2024-03-01 14:00
2024-03-01 15:00
2024-03-01 16:00
2024-03-01 17:00
2024-03-01 18:00
2024-03-01 19:00
2024-03-01 20:00
2024-03-01 21:00
2024-03-01 22:00
2024-03-01 23:00
2024-03-02
2024-03-02 01:00
2024-03-02 02:00
2024-03-02 03:00
2024-03-02 04:00
2024-03-02 05:00
2024-03-02 06:00
2024-03-02 07:00
2024-03-02 08:00
2024-03-02 09:00
2024-03-02 10:00
2024-03-02 11:00
2024-03-02 12:00
2024-03-02 13:00
2024-03-02 14:00
2024-03-02 15:00
2024-03-02 16:00
2024-03-02 17:00
2024-03-02 18:00
2024-03-02 19:00
2024-03-02 20:00
2024-03-02 21:00
2024-03-02 22:00
2024-03-02 23:00
2024-03-03
2024-03-03 01:00
2024-03-03 02:00
2024-03-03 03:00
2024-03-03 04:00
2024-03-03 05:00
2024-03-03 06:00
2024-03-03 07:00
2024-03-03 08:00
2024-03-03 09:00
2024-03-03 10:00
2024-03-03 11:00
2024-03-03 12:00
2024-03-03 13:00
2024-03-03 14:00
2024-03-03 15:00
2024-03-03 16:00
2024-03-03 17:00
2024-03-03 18:00
2024-03-03 19:00
2024-03-03 20:00
2024-03-03 21:00
2024-03-03 22:00
2024-03-03 23:00
2024-03-04
2024-03-04 01:00
2024-03-04 02:00
2024-03-04 03:00
2024-03-04 04:00
2024-03-04 05:00
2024-03-04 06:00
2024-03-04 07:00
2024-03-04 08:00
2024-03-04 09:00
2024-03-04 10:00
2024-03-04 11:00
2024-03-04 12:00
2024-03-04 13:00
2024-03-04 14:00
2024-03-04 15:00
2024-03-04 16:00
2024-03-04 17:00
2024-03-04 18:00
2024-03-04 19:00
2024-03-04 20:00
2024-03-04 21:00
2024-03-04 22:00
2024-03-04 23:00
2024-03-05
2024-03-05 01:00
2024-03-05 02:00
2024-03-05 03:00
2024-03-05 04:00
2024-03-05 05:00
2024-03-05 06:00
2024-03-05 07:00
2024-03-05 08:00
2024-03-05 09:00
2024-03-05 10:00
2024-03-05 11:00
2024-03-05 12:00
2024-03-05 13:00
2024-03-05 14:00
2024-03-05 15:00
2024-03-05 16:00
2024-03-05 17:00
2024-03-05 18:00
2024-03-05 19:00
2024-03-05 20:00
2024-03-05 21:00
2024-03-05 22:00
2024-03-05 23:00
2024-03-06
2024-03-06 01:00
2024-03-06 02:00
2024-03-06 03:00
2024-03-06 04:00
2024-03-06 05:00
2024-03-06 06:00
2024-03-06 07:00
2024-03-06 08:00
2024-03-06 09:00
2024-03-06 10:00
2024-03-06 11:00
2024-03-06 12:00
2024-03-06 13:00
2024-03-06 14:00
2024-03-06 15:00
2024-03-06 16:00
2024-03-06 17:00
2024-03-06 18:00
2024-03-06 19:00
2024-03-06 20:00
2024-03-06 21:00
2024-03-06 22:00
2024-03-06 23:00
2024-03-07
2024-03-07 01:00
2024-03-07 02:00
2024-03-07 03:00
2024-03-07 04:00
2024-03-07 05:00
2024-03-07 06:00
2024-03-07 07:00
2024-03-07 08:00
2024-03-07 09:00
2024-03-07 10:00
2024-03-07 11:00
2024-03-07 12:00
2024-03-07 13:00
2024-03-07 14:00
2024-03-07 15:00
2024-03-07 16:00
2024-03-07 17:00
2024-03-07 18:00
2024-03-07 19:00
2024-03-07 20:00
2024-03-07 21:00
2024-03-07 22:00
2024-03-07 23:00
2024-03-08
2024-03-08 01:00
2024-03-08 02:00
2024-03-08 03:00
2024-03-08 04:00
2024-03-08 05:00
2024-03-08 06:00
2024-03-08 07:00
2024-03-08 08:00
2024-03-08 09:00
2024-03-08 10:00
2024-03-08 11:00
2024-03-08 12:00
2024-03-08 13:00
2024-03-08 14:00
2024-03-08 15:00
2024-03-08 16:00
2024-03-08 17:00
2024-03-08 18:00
2024-03-08 19:00
2024-03-08 20:00
2024-03-08 21:00
2024-03-08 22:00
2024-03-08 23:00
2024-03-09
2024-03-09 01:00
2024-03-09 02:00
2024-03-09 03:00
2024-03-09 04:00
2024-03-09 05:00
2024-03-09 06:00
2024-03-09 07:00
2024-03-09 08:00
2024-03-09 09:00
2024-03-09 10:00
2024-03-09 11:00
2024-03-09 12:00
2024-03-09 13:00
2024-03-09 14:00
2024-03-09 15:00
2024-03-09 16:00
2024-03-09 17:00
2024-03-09 18:00
2024-03-09 19:00
2024-03-09 20:00
2024-03-09 21:00
2024-03-09 22:00
2024-03-09 23:00
2024-03-10
2024-03-10 01:00
2024-03-10 02:00
2024-03-10 03:00
2024-03-10 04:00
2024-03-10 05:00
2024-03-10 06:00
2024-03-10 07:00
2024-03-10 08:00
2024-03-10 09:00
2024-03-10 10:00
2024-03-10 11:00
2024-03-10 12:00
2024-03-10 13:00
2024-03-10 14:00
2024-03-10 15:00
2024-03-10 16:00
2024-03-10 17:00
2024-03-10 18:00
2024-03-10 19:00
2024-03-10 20:00
2024-03-10 21:00
2024-03-10 22:00
2024-03-10 23:00
2024-03-11
2024-03-11 01:00
2024-03-11 02:00
2024-03-11 03:00
2024-03-11 04:00
2024-03-11 05:00
2024-03-11 06:00
2024-03-11 07:00
2024-03-11 08:00
2024-03-11 09:00
2024-03-11 10:00
2024-03-11 11:00
2024-03-11 12:00
2024-03-11 13:00
2024-03-11 14:00
2024-03-11 15:00
2024-03-11 16:00
2024-03-11 17:00
2024-03-11 18:00
2024-03-11 19:00
2024-03-11 20:00
2024-03-11 21:00
2024-03-11 22:00
2024-03-11 23:00
2024-03-12
2024-03-12 01:00
2024-03-12 02:00
2024-03-12 03:00
2024-03-12 04:00
2024-03-12 05:00
2024-03-12 06:00
2024-03-12 07:00
2024-03-12 08:00
2024-03-12 09:00
2024-03-12 10:00
2024-03-12 11:00
2024-03-12 12:00
2024-03-12 13:00
2024-03-12 14:00
2024-03-12 15:00
2024-03-12 16:00
2024-03-12 17:00
2024-03-12 18:00
2024-03-12 19:00
2024-03-12 20:00
2024-03-12 21:00
2024-03-12 22:00
2024-03-12 23:00
2024-03-13
2024-03-13 01:00
2024-03-13 02:00
2024-03-13 03:00
2024-03-13 04:00
2024-03-13 05:00
2024-03-13 06:00
2024-03-13 07:00
2024-03-13 08:00
2024-03-13 09:00
2024-03-13 10:00
2024-03-13 11:00
2024-03-13 12:00
2024-03-13 13:00
2024-03-13 14:00
2024-03-13 15:00
2024-03-13 16:00
2024-03-13 17:00
2024-03-13 18:00
2024-03-13 19:00
2024-03-13 20:00
2024-03-13 21:00
2024-03-13 22:00
2024-03-13 23:00
2024-03-14
2024-03-14 01:00
2024-03-14 02:00
2024-03-14 03:00
2024-03-14 04:00
2024-03-14 05:00
2024-03-14 06:00
2024-03-14 07:00
2024-03-14 08:00
2024-03-14 09:00
2024-03-14 10:00
2024-03-14 11:00
2024-03-14 12:00
2024-03-14 13:00
2024-03-14 14:00
2024-03-14 15:00
2024-03-14 16:00
2024-03-14 17:00
2024-03-14 18:00
2024-03-14 19:00
2024-03-14 20:00
2024-03-14 21:00
2024-03-14 22:00
2024-03-14 23:00
2024-03-15
2024-03-15 01:00
2024-03-15 02:00
2024-03-15 03:00
2024-03-15 04:00
2024-03-15 05:00
2024-03-15 06:00
2024-03-15 07:00
2024-03-15 08:00
2024-03-15 09:00
2024-03-15 10:00
2024-03-15 11:00
2024-03-15 12:00
2024-03-15 13:00
2024-03-15 14:00
2024-03-15 15:00
2024-03-15 16:00
2024-03-15 17:00
2024-03-15 18:00
2024-03-15 19:00
2024-03-15 20:00
2024-03-15 21:00
2024-03-15 22:00
2024-03-15 23:00
2024-03-16
2024-03-16 01:00
2024-03-16 02:00
2024-03-16 03:00
2024-03-16 04:00
2024-03-16 05:00
2024-03-16 06:00
2024-03-16 07:00
2024-03-16 08:00
2024-03-16 09:00
2024-03-16 10:00
2024-03-16 11:00
2024-03-16 12:00
2024-03-16 13:00
2024-03-16 14:00
2024-03-16 15:00
2024-03-16 16:00
2024-03-16 17:00
2024-03-16 18:00
2024-03-16 19:00
2024-03-16 20:00
2024-03-16 21:00
2024-03-16 22:00
2024-03-16 23:00
2024-03-17
2024-03-17 01:00
2024-03-17 02:00
2024-03-17 03:00
2024-03-17 04:00
2024-03-17 05:00
2024-03-17 06:00
2024-03-17 07:00
2024-03-17 08:00
2024-03-17 09:00
2024-03-17 10:00
2024-03-17 11:00
2024-03-17 12:00
2024-03-17 13:00
2024-03-17 14:00
2024-03-17 15:00
2024-03-17 16:00
2024-03-17 17:00
2024-03-17 18:00
2024-03-17 19:00
2024-03-17 20:00
2024-03-17 21:00
2024-03-17 22:00
2024-03-17 23:00
2024-03-18
2024-03-18 01:00
2024-03-18 02:00
2024-03-18 03:00
2024-03-18 04:00
2024-03-18 05:00
2024-03-18 06:00
2024-03-18 07:00
2024-03-18 08:00
2024-03-18 09:00
2024-03-18 10:00
2024-03-18 11:00
2024-03-18 12:00
2024-03-18 13:00
2024-03-18 14:00
2024-03-18 15:00
2024-03-18 16:00
2024-03-18 17:00
2024-03-18 18:00
2024-03-18 19:00
2024-03-18 20:00
2024-03-18 21:00
2024-03-18 22:00
2024-03-18 23:00
2024-03-19
2024-03-19 01:00
2024-03-19 02:00
2024-03-19 03:00
2024-03-19 04:00
2024-03-19 05:00
2024-03-19 06:00
2024-03-19 07:00
2024-03-19 08:00
2024-03-19 09:00
2024-03-19 10:00
2024-03-19 11:00
2024-03-19 12:00
2024-03-19 13:00
2024-03-19 14:00
2024-03-19 15:00
2024-03-19 16:00
2024-03-19 17:00
2024-03-19 18:00
2024-03-19 19:00
2024-03-19 20:00
2024-03-19 21:00
2024-03-19 22:00
2024-03-19 23:00
2024-03-20
2024-03-20 01:00
2024-03-20 02:00
2024-03-20 03:00
2024-03-20 04:00
2024-03-20 05:00
2024-03-20 06:00
2024-03-20 07:00
2024-03-20 08:00
2024-03-20 09:00
2024-03-20 10:00
2024-03-20 11:00
2024-03-20 12:00
2024-03-20 13:00
2024-03-20 14:00
2024-03-20 15:00
2024-03-20 16:00
2024-03-20 17:00
2024-03-20 18:00
2024-03-20 19:00
2024-03-20 20:00
2024-03-20 21:00
2024-03-20 22:00
2024-03-20 23:00
2024-03-21
2024-03-21 01:00
2024-03-21 02:00
2024-03-21 03:00
2024-03-21 04:00
2024-03-21 05:00
2024-03-21 06:00
2024-03-21 07:00
2024-03-21 08:00
2024-03-21 09:00
2024-03-21 10:00
2024-03-21 11:00
2024-03-21 12:00
2024-03-21 13:00
2024-03-21 14:00
2024-03-21 15:00
2024-03-21 16:00
2024-03-21 17:00
2024-03-21 18:00
2024-03-21 19:00
2024-03-21 20:00
2024-03-21 21:00
2024-03-21 22:00
2024-03-21 23:00
2024-03-22
2024-03-22 01:00
2024-03-22 02:00
2024-03-22 03:00
2024-03-22 04:00
2024-03-22 05:00
2024-03-22 06:00
2024-03-22 07:00
2024-03-22 08:00
2024-03-22 09:00
2024-03-22 10:00
2024-03-22 11:00
2024-03-22 12:00
2024-03-22 13:00
2024-03-22 14:00
2024-03-22 15:00
2024-03-22 16:00
2024-03-22 17:00
2024-03-22 18:00
2024-03-22 19:00
2024-03-22 20:00
2024-03-22 21:00
2024-03-22 22:00
2024-03-22 23:00
2024-03-23
2024-03-23 01:00
2024-03-23 02:00
2024-03-23 03:00
2024-03-23 04:00
2024-03-23 05:00
2024-03-23 06:00
2024-03-23 07:00
2024-03-23 08:00
2024-03-23 09:00
2024-03-23 10:00
2024-03-23 11:00
2024-03-23 12:00
2024-03-23 13:00
2024-03-23 14:00
2024-03-23 15:00
2024-03-23 16:00
2024-03-23 17:00
2024-03-23 18:00
2024-03-23 19:00
2024-03-23 20:00
2024-03-23 21:00
2024-03-23 22:00
2024-03-23 23:00
2024-03-24
2024-03-24 01:00
2024-03-24 02:00
2024-03-24 03:00
2024-03-24 04:00
2024-03-24 05:00
2024-03-24 06:00
2024-03-24 07:00
2024-03-24 08:00
2024-03-24 09:00
2024-03-24 10:00
2024-03-24 11:00
2024-03-24 12:00
2024-03-24 13:00
2024-03-24 14:00
2024-03-24 15:00
2024-03-24 16:00
2024-03-24 17:00
2024-03-24 18:00
2024-03-24 19:00
2024-03-24 20:00
2024-03-24 21:00
2024-03-24 22:00
2024-03-24 23:00
2024-03-25
2024-03-25 01:00
2024-03-25 02:00
2024-03-25 03:00
2024-03-25 04:00
2024-03-25 05:00
2024-03-25 06:00
2024-03-25 07:00
2024-03-25 08:00
2024-03-25 09:00
2024-03-25 10:00
2024-03-25 11:00
2024-03-25 12:00
2024-03-25 13:00
2024-03-25 14:00
2024-03-25 15:00
2024-03-25 16:00
2024-03-25 17:00
2024-03-25 18:00
2024-03-25 19:00
2024-03-25 20:00
2024-03-25 21:00
2024-03-25 22:00
2024-03-25 23:00
2024-03-26
2024-03-26 01:00
2024-03-26 02:00
2024-03-26 03:00
2024-03-26 04:00
2024-03-26 05:00
2024-03-26 06:00
2024-03-26 07:00
2024-03-26 08:00
2024-03-26 09:00
2024-03-26 10:00
2024-03-26 11:00
2024-03-26 12:00
2024-03-26 13:00
2024-03-26 14:00
2024-03-26 15:00
2024-03-26 16:00
2024-03-26 17:00
2024-03-26 18:00
2024-03-26 19:00
2024-03-26 20:00
2024-03-26 21:00
2024-03-26 22:00
2024-03-26 23:00
2024-03-27
2024-03-27 01:00
2024-03-27 02:00
2024-03-27 03:00
2024-03-27 04:00
2024-03-27 05:00
2024-03-27 06:00
2024-03-27 07:00
2024-03-27 08:00
2024-03-27 09:00
2024-03-27 10:00
2024-03-27 11:00
2024-03-27 12:00
2024-03-27 13:00
2024-03-27 14:00
2024-03-27 15:00
2024-03-27 16:00
2024-03-27 17:00
2024-03-27 18:00
2024-03-27 19:00
2024-03-27 20:00
2024-03-27 21:00
2024-03-27 22:00
2024-03-27 23:00
2024-03-28
2024-03-28 01:00
2024-03-28 02:00
2024-03-28 03:00
2024-03-28 04:00
2024-03-28 05:00
2024-03-28 06:00
2024-03-28 07:00
2024-03-28 08:00
2024-03-28 09:00
2024-03-28 10:00
2024-03-28 11:00
2024-03-28 12:00
2024-03-28 13:00
2024-03-28 14:00
2024-03-28 15:00
2024-03-28 16:00
2024-03-28 17:00
2024-03-28 18:00
2024-03-28 19:00
2024-03-28 20:00
2024-03-28 21:00
2024-03-28 22:00
2024-03-28 23:00
2024-03-29
2024-03-29 01:00
2024-03-29 02:00
2024-03-29 03:00
2024-03-29 04:00
2024-03-29 05:00
2024-03-29 06:00
2024-03-29 07:00
2024-03-29 08:00
2024-03-29 09:00
2024-03-29 10:00
2024-03-29 11:00
2024-03-29 12:00
2024-03-29 13:00
2024-03-29 14:00
2024-03-29 15:00
2024-03-29 16:00
2024-03-29 17:00
2024-03-29 18:00
2024-03-29 19:00
2024-03-29 20:00
2024-03-29 21:00
2024-03-29 22:00
2024-03-29 23:00
2024-03-30
2024-03-30 01:00
2024-03-30 02:00
2024-03-30 03:00
2024-03-30 04:00
2024-03-30 05:00
2024-03-30 06:00
2024-03-30 07:00
2024-03-30 08:00
2024-03-30 09:00
2024-03-30 10:00
2024-03-30 11:00
2024-03-30 12:00
2024-03-30 13:00
2024-03-30 14:00
2024-03-30 15:00
2024-03-30 16:00
2024-03-30 17:00
2024-03-30 18:00
2024-03-30 19:00
2024-03-30 20:00
2024-03-30 21:00
2024-03-30 22:00
2024-03-30 23:00
2024-03-31
2024-03-31 01:00
2024-03-31 02:00
2024-03-31 03:00
2024-03-31 04:00
2024-03-31 05:00
2024-03-31 06:00
2024-03-31 07:00
2024-03-31 08:00
2024-03-31 09:00
2024-03-31 10:00
2024-03-31 11:00
2024-03-31 12:00
2024-03-31 13:00
2024-03-31 14:00
2024-03-31 15:00
2024-03-31 16:00
2024-03-31 17:00
2024-03-31 18:00
2024-03-31 19:00
2024-03-31 20:00
2024-03-31 21:00
2024-03-31 22:00
2024-03-31 23:00
2024-04-01
2024-04-01 01:00
2024-04-01 02:00
2024-04-01 03:00
2024-04-01 04:00
2024-04-01 05:00
2024-04-01 06:00
2024-04-01 07:00
2024-04-01 08:00
2024-04-01 09:00
2024-04-01 10:00
2024-04-01 11:00
2024-04-01 12:00
2024-04-01 13:00
2024-04-01 14:00
2024-04-01 15:00
2024-04-01 16:00
2024-04-01 17:00
2024-04-01 18:00
2024-04-01 19:00
2024-04-01 20:00
2024-04-01 21:00
2024-04-01 22:00
2024-04-01 23:00
2024-04-02
2024-04-02 01:00
2024-04-02 02:00
2024-04-02 03:00
2024-04-02 04:00
2024-04-02 05:00
2024-04-02 06:00
2024-04-02 07:00
2024-04-02 08:00
2024-04-02 09:00
2024-04-02 10:00
2024-04-02 11:00
2024-04-02 12:00
2024-04-02 13:00
2024-04-02 14:00
2024-04-02 15:00
2024-04-02 16:00
2024-04-02 17:00
2024-04-02 18:00
2024-04-02 19:00
2024-04-02 20:00
2024-04-02 21:00
2024-04-02 22:00
2024-04-02 23:00
2024-04-03
2024-04-03 01:00
2024-04-03 02:00
2024-04-03 03:00
2024-04-03 04:00
2024-04-03 05:00
2024-04-03 06:00
2024-04-03 07:00
2024-04-03 08:00
2024-04-03 09:00
2024-04-03 10:00
2024-04-03 11:00
2024-04-03 12:00
2024-04-03 13:00
2024-04-03 14:00
2024-04-03 15:00
2024-04-03 16:00
2024-04-03 17:00
2024-04-03 18:00
2024-04-03 19:00
2024-04-03 20:00
2024-04-03 21:00
2024-04-03 22:00
2024-04-03 23:00
2024-04-04
2024-04-04 01:00
2024-04-04 02:00
2024-04-04 03:00
2024-04-04 04:00
2024-04-04 05:00
2024-04-04 06:00
2024-04-04 07:00
2024-04-04 08:00
2024-04-04 09:00
2024-04-04 10:00
2024-04-04 11:00
2024-04-04 12:00
2024-04-04 13:00
2024-04-04 14:00
2024-04-04 15:00
2024-04-04 16:00
2024-04-04 17:00
2024-04-04 18:00
2024-04-04 19:00
2024-04-04 20:00
2024-04-04 21:00
2024-04-04 22:00
2024-04-04 23:00
2024-04-05
2024-04-05 01:00
2024-04-05 02:00
2024-04-05 03:00
2024-04-05 04:00
2024-04-05 05:00
2024-04-05 06:00
2024-04-05 07:00
2024-04-05 08:00
2024-04-05 09:00
2024-04-05 10:00
2024-04-05 11:00
2024-04-05 12:00
2024-04-05 13:00
2024-04-05 14:00
2024-04-05 15:00
2024-04-05 16:00
2024-04-05 17:00
2024-04-05 18:00
2024-04-05 19:00
2024-04-05 20:00
2024-04-05 21:00
2024-04-05 22:00
2024-04-05 23:00
2024-04-06
2024-04-06 01:00
2024-04-06 02:00
2024-04-06 03:00
2024-04-06 04:00
2024-04-06 05:00
2024-04-06 06:00
2024-04-06 07:00
2024-04-06 08:00
2024-04-06 09:00
2024-04-06 10:00
2024-04-06 11:00
2024-04-06 12:00
2024-04-06 13:00
2024-04-06 14:00
2024-04-06 15:00
2024-04-06 16:00
2024-04-06 17:00
2024-04-06 18:00
2024-04-06 19:00
2024-04-06 20:00
2024-04-06 21:00
2024-04-06 22:00
2024-04-06 23:00
2024-04-07
2024-04-07 01:00
2024-04-07 02:00
2024-04-07 03:00
2024-04-07 04:00
2024-04-07 05:00
2024-04-07 06:00
2024-04-07 07:00
2024-04-07 08:00
2024-04-07 09:00
2024-04-07 10:00
2024-04-07 11:00
2024-04-07 12:00
2024-04-07 13:00
2024-04-07 14:00
2024-04-07 15:00
2024-04-07 16:00
2024-04-07 17:00
2024-04-07 18:00
2024-04-07 19:00
2024-04-07 20:00
2024-04-07 21:00
2024-04-07 22:00
2024-04-07 23:00
2024-04-08
2024-04-08 01:00
2024-04-08 02:00
2024-04-08 03:00
2024-04-08 04:00
2024-04-08 05:00
2024-04-08 06:00
2024-04-08 07:00
2024-04-08 08:00
2024-04-08 09:00
2024-04-08 10:00
2024-04-08 11:00
2024-04-08 12:00
2024-04-08 13:00
2024-04-08 14:00
2024-04-08 15:00
2024-04-08 16:00
2024-04-08 17:00
2024-04-08 18:00
2024-04-08 19:00
2024-04-08 20:00
2024-04-08 21:00
2024-04-08 22:00
2024-04-08 23:00
2024-04-09
2024-04-09 01:00
2024-04-09 02:00
2024-04-09 03:00
2024-04-09 04:00
2024-04-09 05:00
2024-04-09 06:00
2024-04-09 07:00
2024-04-09 08:00
2024-04-09 09:00
2024-04-09 10:00
2024-04-09 11:00
2024-04-09 12:00
2024-04-09 13:00
2024-04-09 14:00
2024-04-09 15:00
2024-04-09 16:00
2024-04-09 17:00
2024-04-09 18:00
2024-04-09 19:00
2024-04-09 20:00
2024-04-09 21:00
2024-04-09 22:00
2024-04-09 23:00
2024-04-10
2024-04-10 01:00
2024-04-10 02:00
2024-04-10 03:00
2024-04-10 04:00
2024-04-10 05:00
2024-04-10 06:00
2024-04-10 07:00
2024-04-10 08:00
2024-04-10 09:00
2024-04-10 10:00
2024-04-10 11:00
2024-04-10 12:00
2024-04-10 13:00
2024-04-10 14:00
2024-04-10 15:00
2024-04-10 16:00
2024-04-10 17:00
2024-04-10 18:00
2024-04-10 19:00
2024-04-10 20:00
2024-04-10 21:00
2024-04-10 22:00
2024-04-10 23:00
2024-04-11
2024-04-11 01:00
2024-04-11 02:00
2024-04-11 03:00
2024-04-11 04:00
2024-04-11 05:00
2024-04-11 06:00
2024-04-11 07:00
2024-04-11 08:00
2024-04-11 09:00
2024-04-11 10:00
2024-04-11 11:00
2024-04-11 12:00
2024-04-11 13:00
2024-04-11 14:00
2024-04-11 15:00
2024-04-11 16:00
2024-04-11 17:00
2024-04-11 18:00
2024-04-11 19:00
2024-04-11 20:00
2024-04-11 21:00
2024-04-11 22:00
2024-04-11 23:00
2024-04-12
2024-04-12 01:00
2024-04-12 02:00
2024-04-12 03:00
2024-04-12 04:00
2024-04-12 05:00
2024-04-12 06:00
2024-04-12 07:00
2024-04-12 08:00
2024-04-12 09:00
2024-04-12 10:00
2024-04-12 11:00
2024-04-12 12:00
2024-04-12 13:00
2024-04-12 14:00
2024-04-12 15:00
2024-04-12 16:00
2024-04-12 17:00
2024-04-12 18:00
2024-04-12 19:00
2024-04-12 20:00
2024-04-12 21:00
2024-04-12 22:00
2024-04-12 23:00
2024-04-13
2024-04-13 01:00
2024-04-13 02:00
2024-04-13 03:00
2024-04-13 04:00
2024-04-13 05:00
2024-04-13 06:00
2024-04-13 07:00
2024-04-13 08:00
2024-04-13 09:00
2024-04-13 10:00
2024-04-13 11:00
2024-04-13 12:00
2024-04-13 13:00
2024-04-13 14:00
2024-04-13 15:00
2024-04-13 16:00
2024-04-13 17:00
2024-04-13 18:00
2024-04-13 19:00
2024-04-13 20:00
2024-04-13 21:00
2024-04-13 22:00
2024-04-13 23:00
2024-04-14
2024-04-14 01:00
2024-04-14 02:00
2024-04-14 03:00
2024-04-14 04:00
2024-04-14 05:00
2024-04-14 06:00
2024-04-14 07:00
2024-04-14 08:00
2024-04-14 09:00
2024-04-14 10:00
2024-04-14 11:00
2024-04-14 12:00
2024-04-14 13:00
2024-04-14 14:00
2024-04-14 15:00
2024-04-14 16:00
2024-04-14 17:00
2024-04-14 18:00
2024-04-14 19:00
2024-04-14 20:00
2024-04-14 21:00
2024-04-14 22:00
2024-04-14 23:00
2024-04-15
2024-04-15 01:00
2024-04-15 02:00
2024-04-15 03:00
2024-04-15 04:00
2024-04-15 05:00
2024-04-15 06:00
2024-04-15 07:00
2024-04-15 08:00
2024-04-15 09:00
2024-04-15 10:00
2024-04-15 11:00
2024-04-15 12:00
2024-04-15 13:00
2024-04-15 14:00
2024-04-15 15:00
2024-04-15 16:00
2024-04-15 17:00
2024-04-15 18:00
2024-04-15 19:00
2024-04-15 20:00
2024-04-15 21:00
2024-04-15 22:00
2024-04-15 23:00
2024-04-16
2024-04-16 01:00
2024-04-16 02:00
2024-04-16 03:00
2024-04-16 04:00
2024-04-16 05:00
2024-04-16 06:00
2024-04-16 07:00
2024-04-16 08:00
2024-04-16 09:00
2024-04-16 10:00
2024-04-16 11:00
2024-04-16 12:00
2024-04-16 13:00
2024-04-16 14:00
2024-04-16 15:00
2024-04-16 16:00
2024-04-16 17:00
2024-04-16 18:00
2024-04-16 19:00
2024-04-16 20:00
2024-04-16 21:00
2024-04-16 22:00
2024-04-16 23:00
2024-04-17
2024-04-17 01:00
2024-04-17 02:00
2024-04-17 03:00
2024-04-17 04:00
2024-04-17 05:00
2024-04-17 06:00
2024-04-17 07:00
2024-04-17 08:00
2024-04-17 09:00
2024-04-17 10:00
2024-04-17 11:00
2024-04-17 12:00
2024-04-17 13:00
2024-04-17 14:00
2024-04-17 15:00
2024-04-17 16:00
2024-04-17 17:00
2024-04-17 18:00
2024-04-17 19:00
2024-04-17 20:00
2024-04-17 21:00
2024-04-17 22:00
2024-04-17 23:00
2024-04-18
2024-04-18 01:00
2024-04-18 02:00
2024-04-18 03:00
2024-04-18 04:00
2024-04-18 05:00
2024-04-18 06:00
2024-04-18 07:00
2024-04-18 08:00
2024-04-18 09:00
2024-04-18 10:00
2024-04-18 11:00
2024-04-18 12:00
2024-04-18 13:00
2024-04-18 14:00
2024-04-18 15:00
2024-04-18 16:00
2024-04-18 17:00
2024-04-18 18:00
2024-04-18 19:00
2024-04-18 20:00
2024-04-18 21:00
2024-04-18 22:00
2024-04-18 23:00
2024-04-19
2024-04-19 01:00
2024-04-19 02:00
2024-04-19 03:00
2024-04-19 04:00
2024-04-19 05:00
2024-04-19 06:00
2024-04-19 07:00
2024-04-19 08:00
2024-04-19 09:00
2024-04-19 10:00
2024-04-19 11:00
2024-04-19 12:00
2024-04-19 13:00
2024-04-19 14:00
2024-04-19 15:00
2024-04-19 16:00
2024-04-19 17:00
2024-04-19 18:00
2024-04-19 19:00
2024-04-19 20:00
2024-04-19 21:00
2024-04-19 22:00
2024-04-19 23:00
2024-04-20
2024-04-20 01:00
2024-04-20 02:00
2024-04-20 03:00
2024-04-20 04:00
2024-04-20 05:00
2024-04-20 06:00
2024-04-20 07:00
2024-04-20 08:00
2024-04-20 09:00
2024-04-20 10:00
2024-04-20 11:00
2024-04-20 12:00
2024-04-20 13:00
2024-04-20 14:00
2024-04-20 15:00
2024-04-20 16:00
2024-04-20 17:00
2024-04-20 18:00
2024-04-20 19:00
2024-04-20 20:00
2024-04-20 21:00
2024-04-20 22:00
2024-04-20 23:00
2024-04-21
2024-04-21 01:00
2024-04-21 02:00
2024-04-21 03:00
2024-04-21 04:00
2024-04-21 05:00
2024-04-21 06:00
2024-04-21 07:00
2024-04-21 08:00
2024-04-21 09:00
2024-04-21 10:00
2024-04-21 11:00
2024-04-21 12:00
2024-04-21 13:00
2024-04-21 14:00
2024-04-21 15:00
2024-04-21 16:00
2024-04-21 17:00
2024-04-21 18:00
2024-04-21 19:00
2024-04-21 20:00
2024-04-21 21:00
2024-04-21 22:00
2024-04-21 23:00
2024-04-22
2024-04-22 01:00
2024-04-22 02:00
2024-04-22 03:00
2024-04-22 04:00
2024-04-22 05:00
2024-04-22 06:00
2024-04-22 07:00
2024-04-22 08:00
2024-04-22 09:00
2024-04-22 10:00
2024-04-22 11:00
2024-04-22 12:00
2024-04-22 13:00
2024-04-22 14:00
2024-04-22 15:00
2024-04-22 16:00
2024-04-22 17:00
2024-04-22 18:00
2024-04-22 19:00
2024-04-22 20:00
2024-04-22 21:00
2024-04-22 22:00
2024-04-22 23:00
2024-04-23
2024-04-23 01:00
2024-04-23 02:00
2024-04-23 03:00
2024-04-23 04:00
2024-04-23 05:00
2024-04-23 06:00
2024-04-23 07:00
2024-04-23 08:00
2024-04-23 09:00
2024-04-23 10:00
2024-04-23 11:00
2024-04-23 12:00
2024-04-23 13:00
2024-04-23 14:00
2024-04-23 15:00
2024-04-23 16:00
2024-04-23 17:00
2024-04-23 18:00
2024-04-23 19:00
2024-04-23 20:00
2024-04-23 21:00
2024-04-23 22:00
2024-04-23 23:00
2024-04-24
2024-04-24 01:00
2024-04-24 02:00
2024-04-24 03:00
2024-04-24 04:00
2024-04-24 05:00
2024-04-24 06:00
2024-04-24 07:00
2024-04-24 08:00
2024-04-24 09:00
2024-04-24 10:00
2024-04-24 11:00
2024-04-24 12:00
2024-04-24 13:00
2024-04-24 14:00
2024-04-24 15:00
2024-04-24 16:00
2024-04-24 17:00
2024-04-24 18:00
2024-04-24 19:00
2024-04-24 20:00
2024-04-24 21:00
2024-04-24 22:00
2024-04-24 23:00
2024-04-25
2024-04-25 01:00
2024-04-25 02:00
2024-04-25 03:00
2024-04-25 04:00
2024-04-25 05:00
2024-04-25 06:00
2024-04-25 07:00
2024-04-25 08:00
2024-04-25 09:00
2024-04-25 10:00
2024-04-25 11:00
2024-04-25 12:00
2024-04-25 13:00
2024-04-25 14:00
2024-04-25 15:00
2024-04-25 16:00
2024-04-25 17:00
2024-04-25 18:00
2024-04-25 19:00
2024-04-25 20:00
2024-04-25 21:00
2024-04-25 22:00
2024-04-25 23:00
2024-04-26
2024-04-26 01:00
2024-04-26 02:00
2024-04-26 03:00
2024-04-26 04:00
2024-04-26 05:00
2024-04-26 06:00
2024-04-26 07:00
2024-04-26 08:00
2024-04-26 09:00
2024-04-26 10:00
2024-04-26 11:00
2024-04-26 12:00
2024-04-26 13:00
2024-04-26 14:00
2024-04-26 15:00
2024-04-26 16:00
2024-04-26 17:00
2024-04-26 18:00
2024-04-26 19:00
2024-04-26 20:00
2024-04-26 21:00
2024-04-26 22:00
2024-04-26 23:00
2024-04-27
2024-04-27 01:00
2024-04-27 02:00
2024-04-27 03:00
2024-04-27 04:00
2024-04-27 05:00
2024-04-27 06:00
2024-04-27 07:00
2024-04-27 08:00
2024-04-27 09:00
2024-04-27 10:00
2024-04-27 11:00
2024-04-27 12:00
2024-04-27 13:00
2024-04-27 14:00
2024-04-27 15:00
2024-04-27 16:00
2024-04-27 17:00
2024-04-27 18:00
2024-04-27 19:00
2024-04-27 20:00
2024-04-27 21:00
2024-04-27 22:00
2024-04-27 23:00
2024-04-28
2024-04-28 01:00
2024-04-28 02:00
2024-04-28 03:00
2024-04-28 04:00
2024-04-28 05:00
2024-04-28 06:00
2024-04-28 07:00
2024-04-28 08:00
2024-04-28 09:00
2024-04-28 10:00
2024-04-28 11:00
2024-04-28 12:00
2024-04-28 13:00
2024-04-28 14:00
2024-04-28 15:00
2024-04-28 16:00
2024-04-28 17:00
2024-04-28 18:00
2024-04-28 19:00
2024-04-28 20:00
2024-04-28 21:00
2024-04-28 22:00
2024-04-28 23:00
2024-04-29
2024-04-29 01:00
2024-04-29 02:00
2024-04-29 03:00
2024-04-29 04:00
2024-04-29 05:00
2024-04-29 06:00
2024-04-29 07:00
2024-04-29 08:00
2024-04-29 09:00
2024-04-29 10:00
2024-04-29 11:00
2024-04-29 12:00
2024-04-29 13:00
2024-04-29 14:00
2024-04-29 15:00
2024-04-29 16:00
2024-04-29 17:00
2024-04-29 18:00
2024-04-29 19:00
2024-04-29 20:00
2024-04-29 21:00
2024-04-29 22:00
2024-04-29 23:00
2024-04-30
2024-04-30 01:00
2024-04-30 02:00
2024-04-30 03:00
2024-04-30 04:00
2024-04-30 05:00
2024-04-30 06:00
2024-04-30 07:00
2024-04-30 08:00
2024-04-30 09:00
2024-04-30 10:00
2024-04-30 11:00
2024-04-30 12:00
2024-04-30 13:00
2024-04-30 14:00
2024-04-30 15:00
2024-04-30 16:00
2024-04-30 17:00
2024-04-30 18:00
2024-04-30 19:00
2024-04-30 20:00
2024-04-30 21:00
2024-04-30 22:00
2024-04-30 23:00
2024-05-01
2024-05-01 01:00
2024-05-01 02:00
2024-05-01 03:00
2024-05-01 04:00
2024-05-01 05:00
2024-05-01 06:00
2024-05-01 07:00
2024-05-01 08:00
2024-05-01 09:00
2024-05-01 10:00
2024-05-01 11:00
2024-05-01 12:00
2024-05-01 13:00
2024-05-01 14:00
2024-05-01 15:00
2024-05-01 16:00
2024-05-01 17:00
2024-05-01 18:00
2024-05-01 19:00
2024-05-01 20:00
2024-05-01 21:00
2024-05-01 22:00
2024-05-01 23:00
2024-05-02
2024-05-02 01:00
2024-05-02 02:00
2024-05-02 03:00
2024-05-02 04:00
2024-05-02 05:00
2024-05-02 06:00
2024-05-02 07:00
2024-05-02 08:00
2024-05-02 09:00
2024-05-02 10:00
2024-05-02 11:00
2024-05-02 12:00
2024-05-02 13:00
2024-05-02 14:00
2024-05-02 15:00
2024-05-02 16:00
2024-05-02 17:00
2024-05-02 18:00
2024-05-02 19:00
2024-05-02 20:00
2024-05-02 21:00
2024-05-02 22:00
2024-05-02 23:00
2024-05-03
2024-05-03 01:00
2024-05-03 02:00
2024-05-03 03:00
2024-05-03 04:00
2024-05-03 05:00
2024-05-03 06:00
2024-05-03 07:00
2024-05-03 08:00
2024-05-03 09:00
2024-05-03 10:00
2024-05-03 11:00
2024-05-03 12:00
2024-05-03 13:00
2024-05-03 14:00
2024-05-03 15:00
2024-05-03 16:00
2024-05-03 17:00
2024-05-03 18:00
2024-05-03 19:00
2024-05-03 20:00
2024-05-03 21:00
2024-05-03 22:00
2024-05-03 23:00
2024-05-04
2024-05-04 01:00
2024-05-04 02:00
2024-05-04 03:00
2024-05-04 04:00
2024-05-04 05:00
2024-05-04 06:00
2024-05-04 07:00
2024-05-04 08:00
2024-05-04 09:00
2024-05-04 10:00
2024-05-04 11:00
2024-05-04 12:00
2024-05-04 13:00
2024-05-04 14:00
2024-05-04 15:00
2024-05-04 16:00
2024-05-04 17:00
2024-05-04 18:00
2024-05-04 19:00
2024-05-04 20:00
2024-05-04 21:00
2024-05-04 22:00
2024-05-04 23:00
2024-05-05
2024-05-05 01:00
2024-05-05 02:00
2024-05-05 03:00
2024-05-05 04:00
2024-05-05 05:00
2024-05-05 06:00
2024-05-05 07:00
2024-05-05 08:00
2024-05-05 09:00
2024-05-05 10:00
2024-05-05 11:00
2024-05-05 12:00
2024-05-05 13:00
2024-05-05 14:00
2024-05-05 15:00
2024-05-05 16:00
2024-05-05 17:00
2024-05-05 18:00
2024-05-05 19:00
2024-05-05 20:00
2024-05-05 21:00
2024-05-05 22:00
2024-05-05 23:00
2024-05-06
2024-05-06 01:00
2024-05-06 02:00
2024-05-06 03:00
2024-05-06 04:00
2024-05-06 05:00
2024-05-06 06:00
2024-05-06 07:00
2024-05-06 08:00
2024-05-06 09:00
2024-05-06 10:00
2024-05-06 11:00
2024-05-06 12:00
2024-05-06 13:00
2024-05-06 14:00
2024-05-06 15:00
2024-05-06 16:00
2024-05-06 17:00
2024-05-06 18:00
2024-05-06 19:00
2024-05-06 20:00
2024-05-06 21:00
2024-05-06 22:00
2024-05-06 23:00
2024-05-07
2024-05-07 01:00
2024-05-07 02:00
2024-05-07 03:00
2024-05-07 04:00
2024-05-07 05:00
2024-05-07 06:00
2024-05-07 07:00
2024-05-07 08:00
2024-05-07 09:00
2024-05-07 10:00
2024-05-07 11:00
2024-05-07 12:00
2024-05-07 13:00
2024-05-07 14:00
2024-05-07 15:00
2024-05-07 16:00
2024-05-07 17:00
2024-05-07 18:00
2024-05-07 19:00
2024-05-07 20:00
2024-05-07 21:00
2024-05-07 22:00
2024-05-07 23:00
2024-05-08
2024-05-08 01:00
2024-05-08 02:00
2024-05-08 03:00
2024-05-08 04:00
2024-05-08 05:00
2024-05-08 06:00
2024-05-08 07:00
2024-05-08 08:00
2024-05-08 09:00
2024-05-08 10:00
2024-05-08 11:00
2024-05-08 12:00
2024-05-08 13:00
2024-05-08 14:00
2024-05-08 15:00
2024-05-08 16:00
2024-05-08 17:00
2024-05-08 18:00
2024-05-08 19:00
2024-05-08 20:00
2024-05-08 21:00
2024-05-08 22:00
2024-05-08 23:00
2024-05-09
2024-05-09 01:00
2024-05-09 02:00
2024-05-09 03:00
2024-05-09 04:00
2024-05-09 05:00
2024-05-09 06:00
2024-05-09 07:00
2024-05-09 08:00
2024-05-09 09:00
2024-05-09 10:00
2024-05-09 11:00
2024-05-09 12:00
2024-05-09 13:00
2024-05-09 14:00
2024-05-09 15:00
2024-05-09 16:00
2024-05-09 17:00
2024-05-09 18:00
2024-05-09 19:00
2024-05-09 20:00
2024-05-09 21:00
2024-05-09 22:00
2024-05-09 23:00
2024-05-10
2024-05-10 01:00
2024-05-10 02:00
2024-05-10 03:00
2024-05-10 04:00
2024-05-10 05:00
2024-05-10 06:00
2024-05-10 07:00
2024-05-10 08:00
2024-05-10 09:00
2024-05-10 10:00
2024-05-10 11:00
2024-05-10 12:00
2024-05-10 13:00
2024-05-10 14:00
2024-05-10 15:00
2024-05-10 16:00
2024-05-10 17:00
2024-05-10 18:00
2024-05-10 19:00
2024-05-10 20:00
2024-05-10 21:00
2024-05-10 22:00
2024-05-10 23:00
2024-05-11
2024-05-11 01:00
2024-05-11 02:00
2024-05-11 03:00
2024-05-11 04:00
2024-05-11 05:00
2024-05-11 06:00
2024-05-11 07:00
2024-05-11 08:00
2024-05-11 09:00
2024-05-11 10:00
2024-05-11 11:00
2024-05-11 12:00
2024-05-11 13:00
2024-05-11 14:00
2024-05-11 15:00
2024-05-11 16:00
2024-05-11 17:00
2024-05-11 18:00
2024-05-11 19:00
2024-05-11 20:00
2024-05-11 21:00
2024-05-11 22:00
2024-05-11 23:00
2024-05-12
2024-05-12 01:00
2024-05-12 02:00
2024-05-12 03:00
2024-05-12 04:00
2024-05-12 05:00
2024-05-12 06:00
2024-05-12 07:00
2024-05-12 08:00
2024-05-12 09:00
2024-05-12 10:00
2024-05-12 11:00
2024-05-12 12:00
2024-05-12 13:00
2024-05-12 14:00
2024-05-12 15:00
2024-05-12 16:00
2024-05-12 17:00
2024-05-12 18:00
2024-05-12 19:00
2024-05-12 20:00
2024-05-12 21:00
2024-05-12 22:00
2024-05-12 23:00
2024-05-13
2024-05-13 01:00
2024-05-13 02:00
2024-05-13 03:00
2024-05-13 04:00
2024-05-13 05:00
2024-05-13 06:00
2024-05-13 07:00
2024-05-13 08:00
2024-05-13 09:00
2024-05-13 10:00
2024-05-13 11:00
2024-05-13 12:00
2024-05-13 13:00
2024-05-13 14:00
2024-05-13 15:00
2024-05-13 16:00
2024-05-13 17:00
2024-05-13 18:00
2024-05-13 19:00
2024-05-13 20:00
2024-05-13 21:00
2024-05-13 22:00
2024-05-13 23:00
2024-05-14
2024-05-14 01:00
2024-05-14 02:00
2024-05-14 03:00
2024-05-14 04:00
2024-05-14 05:00
2024-05-14 06:00
2024-05-14 07:00
2024-05-14 08:00
2024-05-14 09:00
2024-05-14 10:00
2024-05-14 11:00
2024-05-14 12:00
2024-05-14 13:00
2024-05-14 14:00
2024-05-14 15:00
2024-05-14 16:00
2024-05-14 17:00
2024-05-14 18:00
2024-05-14 19:00
2024-05-14 20:00
2024-05-14 21:00
2024-05-14 22:00
2024-05-14 23:00
2024-05-15
2024-05-15 01:00
2024-05-15 02:00
2024-05-15 03:00
2024-05-15 04:00
2024-05-15 05:00
2024-05-15 06:00
2024-05-15 07:00
2024-05-15 08:00
2024-05-15 09:00
2024-05-15 10:00
2024-05-15 11:00
2024-05-15 12:00
2024-05-15 13:00
2024-05-15 14:00
2024-05-15 15:00
2024-05-15 16:00
2024-05-15 17:00
2024-05-15 18:00
2024-05-15 19:00
2024-05-15 20:00
2024-05-15 21:00
2024-05-15 22:00
2024-05-15 23:00
2024-05-16
2024-05-16 01:00
2024-05-16 02:00
2024-05-16 03:00
2024-05-16 04:00
2024-05-16 05:00
2024-05-16 06:00
2024-05-16 07:00
2024-05-16 08:00
2024-05-16 09:00
2024-05-16 10:00
2024-05-16 11:00
2024-05-16 12:00
2024-05-16 13:00
2024-05-16 14:00
2024-05-16 15:00
2024-05-16 16:00
2024-05-16 17:00
2024-05-16 18:00
2024-05-16 19:00
2024-05-16 20:00
2024-05-16 21:00
2024-05-16 22:00
2024-05-16 23:00
2024-05-17
2024-05-17 01:00
2024-05-17 02:00
2024-05-17 03:00
2024-05-17 04:00
2024-05-17 05:00
2024-05-17 06:00
2024-05-17 07:00
2024-05-17 08:00
2024-05-17 09:00
2024-05-17 10:00
2024-05-17 11:00
2024-05-17 12:00
2024-05-17 13:00
2024-05-17 14:00
2024-05-17 15:00
2024-05-17 16:00
2024-05-17 17:00
2024-05-17 18:00
2024-05-17 19:00
2024-05-17 20:00
2024-05-17 21:00
2024-05-17 22:00
2024-05-17 23:00
2024-05-18
2024-05-18 01:00
2024-05-18 02:00
2024-05-18 03:00
2024-05-18 04:00
2024-05-18 05:00
2024-05-18 06:00
2024-05-18 07:00
2024-05-18 08:00
2024-05-18 09:00
2024-05-18 10:00
2024-05-18 11:00
2024-05-18 12:00
2024-05-18 13:00
2024-05-18 14:00
2024-05-18 15:00
2024-05-18 16:00
2024-05-18 17:00
2024-05-18 18:00
2024-05-18 19:00
2024-05-18 20:00
2024-05-18 21:00
2024-05-18 22:00
2024-05-18 23:00
2024-05-19
2024-05-19 01:00
2024-05-19 02:00
2024-05-19 03:00
2024-05-19 04:00
2024-05-19 05:00
2024-05-19 06:00
2024-05-19 07:00
2024-05-19 08:00
2024-05-19 09:00
2024-05-19 10:00
2024-05-19 11:00
2024-05-19 12:00
2024-05-19 13:00
2024-05-19 14:00
2024-05-19 15:00
2024-05-19 16:00
2024-05-19 17:00
2024-05-19 18:00
2024-05-19 19:00
2024-05-19 20:00
2024-05-19 21:00
2024-05-19 22:00
2024-05-19 23:00
2024-05-20
2024-05-20 01:00
2024-05-20 02:00
2024-05-20 03:00
2024-05-20 04:00
2024-05-20 05:00
2024-05-20 06:00
2024-05-20 07:00
2024-05-20 08:00
2024-05-20 09:00
2024-05-20 10:00
2024-05-20 11:00
2024-05-20 12:00
2024-05-20 13:00
2024-05-20 14:00
2024-05-20 15:00
2024-05-20 16:00
2024-05-20 17:00
2024-05-20 18:00
2024-05-20 19:00
2024-05-20 20:00
2024-05-20 21:00
2024-05-20 22:00
2024-05-20 23:00
2024-05-21
2024-05-21 01:00
2024-05-21 02:00
2024-05-21 03:00
2024-05-21 04:00
2024-05-21 05:00
2024-05-21 06:00
2024-05-21 07:00
2024-05-21 08:00
2024-05-21 09:00
2024-05-21 10:00
2024-05-21 11:00
2024-05-21 12:00
2024-05-21 13:00
2024-05-21 14:00
2024-05-21 15:00
2024-05-21 16:00
2024-05-21 17:00
2024-05-21 18:00
2024-05-21 19:00
2024-05-21 20:00
2024-05-21 21:00
2024-05-21 22:00
2024-05-21 23:00
2024-05-22
2024-05-22 01:00
2024-05-22 02:00
2024-05-22 03:00
2024-05-22 04:00
2024-05-22 05:00
2024-05-22 06:00
2024-05-22 07:00
2024-05-22 08:00
2024-05-22 09:00
2024-05-22 10:00
2024-05-22 11:00
2024-05-22 12:00
2024-05-22 13:00
2024-05-22 14:00
2024-05-22 15:00
2024-05-22 16:00
2024-05-22 17:00
2024-05-22 18:00
2024-05-22 19:00
2024-05-22 20:00
2024-05-22 21:00
2024-05-22 22:00
2024-05-22 23:00
2024-05-23
2024-05-23 01:00
2024-05-23 02:00
2024-05-23 03:00
2024-05-23 04:00
2024-05-23 05:00
2024-05-23 06:00
2024-05-23 07:00
2024-05-23 08:00
2024-05-23 09:00
2024-05-23 10:00
2024-05-23 11:00
2024-05-23 12:00
2024-05-23 13:00
2024-05-23 14:00
2024-05-23 15:00
2024-05-23 16:00
2024-05-23 17:00
2024-05-23 18:00
2024-05-23 19:00
2024-05-23 20:00
2024-05-23 21:00
2024-05-23 22:00
2024-05-23 23:00
2024-05-24
2024-05-24 01:00
2024-05-24 02:00
2024-05-24 03:00
2024-05-24 04:00
2024-05-24 05:00
2024-05-24 06:00
2024-05-24 07:00
2024-05-24 08:00
2024-05-24 09:00
2024-05-24 10:00
2024-05-24 11:00
2024-05-24 12:00
2024-05-24 13:00
2024-05-24 14:00
2024-05-24 15:00
2024-05-24 16:00
2024-05-24 17:00
2024-05-24 18:00
2024-05-24 19:00
2024-05-24 20:00
2024-05-24 21:00
2024-05-24 22:00
2024-05-24 23:00
2024-05-25
2024-05-25 01:00
2024-05-25 02:00
2024-05-25 03:00
2024-05-25 04:00
2024-05-25 05:00
2024-05-25 06:00
2024-05-25 07:00
2024-05-25 08:00
2024-05-25 09:00
2024-05-25 10:00
2024-05-25 11:00
2024-05-25 12:00
2024-05-25 13:00
2024-05-25 14:00
2024-05-25 15:00
2024-05-25 16:00
2024-05-25 17:00
2024-05-25 18:00
2024-05-25 19:00
2024-05-25 20:00
2024-05-25 21:00
2024-05-25 22:00
2024-05-25 23:00
2024-05-26
2024-05-26 01:00
2024-05-26 02:00
2024-05-26 03:00
2024-05-26 04:00
2024-05-26 05:00
2024-05-26 06:00
2024-05-26 07:00
2024-05-26 08:00
2024-05-26 09:00
2024-05-26 10:00
2024-05-26 11:00
2024-05-26 12:00
2024-05-26 13:00
2024-05-26 14:00
2024-05-26 15:00
2024-05-26 16:00
2024-05-26 17:00
2024-05-26 18:00
2024-05-26 19:00
2024-05-26 20:00
2024-05-26 21:00
2024-05-26 22:00
2024-05-26 23:00
2024-05-27
2024-05-27 01:00
2024-05-27 02:00
2024-05-27 03:00
2024-05-27 04:00
2024-05-27 05:00
2024-05-27 06:00
2024-05-27 07:00
2024-05-27 08:00
2024-05-27 09:00
2024-05-27 10:00
2024-05-27 11:00
2024-05-27 12:00
2024-05-27 13:00
2024-05-27 14:00
2024-05-27 15:00
2024-05-27 16:00
2024-05-27 17:00
2024-05-27 18:00
2024-05-27 19:00
2024-05-27 20:00
2024-05-27 21:00
2024-05-27 22:00
2024-05-27 23:00
2024-05-28
2024-05-28 01:00
2024-05-28 02:00
2024-05-28 03:00
2024-05-28 04:00
2024-05-28 05:00
2024-05-28 06:00
2024-05-28 07:00
2024-05-28 08:00
2024-05-28 09:00
2024-05-28 10:00
2024-05-28 11:00
2024-05-28 12:00
2024-05-28 13:00
2024-05-28 14:00
2024-05-28 15:00
2024-05-28 16:00
2024-05-28 17:00
2024-05-28 18:00
2024-05-28 19:00
2024-05-28 20:00
2024-05-28 21:00
2024-05-28 22:00
2024-05-28 23:00
2024-05-29
2024-05-29 01:00
2024-05-29 02:00
2024-05-29 03:00
2024-05-29 04:00
2024-05-29 05:00
2024-05-29 06:00
2024-05-29 07:00
2024-05-29 08:00
2024-05-29 09:00
2024-05-29 10:00
2024-05-29 11:00
2024-05-29 12:00
2024-05-29 13:00
2024-05-29 14:00
2024-05-29 15:00
2024-05-29 16:00
2024-05-29 17:00
2024-05-29 18:00
2024-05-29 19:00
2024-05-29 20:00
2024-05-29 21:00
2024-05-29 22:00
2024-05-29 23:00
2024-05-30
2024-05-30 01:00
2024-05-30 02:00
2024-05-30 03:00
2024-05-30 04:00
2024-05-30 05:00
2024-05-30 06:00
2024-05-30 07:00
2024-05-30 08:00
2024-05-30 09:00
2024-05-30 10:00
2024-05-30 11:00
2024-05-30 12:00
2024-05-30 13:00
2024-05-30 14:00
2024-05-30 15:00
2024-05-30 16:00
2024-05-30 17:00
2024-05-30 18:00
2024-05-30 19:00
2024-05-30 20:00
2024-05-30 21:00
2024-05-30 22:00
2024-05-30 23:00
2024-05-31
2024-05-31 01:00
2024-05-31 02:00
2024-05-31 03:00
2024-05-31 04:00
2024-05-31 05:00
2024-05-31 06:00
2024-05-31 07:00
2024-05-31 08:00
2024-05-31 09:00
2024-05-31 10:00
2024-05-31 11:00
2024-05-31 12:00
2024-05-31 13:00
2024-05-31 14:00
2024-05-31 15:00
2024-05-31 16:00
2024-05-31 17:00
2024-05-31 18:00
2024-05-31 19:00
2024-05-31 20:00
2024-05-31 21:00
2024-05-31 22:00
2024-05-31 23:00
2024-06-01
2024-06-01 01:00
2024-06-01 02:00
2024-06-01 03:00
2024-06-01 04:00
2024-06-01 05:00
2024-06-01 06:00
2024-06-01 07:00
2024-06-01 08:00
2024-06-01 09:00
2024-06-01 10:00
2024-06-01 11:00
2024-06-01 12:00
2024-06-01 13:00
2024-06-01 14:00
2024-06-01 15:00
2024-06-01 16:00
2024-06-01 17:00
2024-06-01 18:00
2024-06-01 19:00
2024-06-01 20:00
2024-06-01 21:00
2024-06-01 22:00
2024-06-01 23:00
2024-06-02
2024-06-02 01:00
2024-06-02 02:00
2024-06-02 03:00
2024-06-02 04:00
2024-06-02 05:00
2024-06-02 06:00
2024-06-02 07:00
2024-06-02 08:00
2024-06-02 09:00
2024-06-02 10:00
2024-06-02 11:00
2024-06-02 12:00
2024-06-02 13:00
2024-06-02 14:00
2024-06-02 15:00
2024-06-02 16:00
2024-06-02 17:00
2024-06-02 18:00
2024-06-02 19:00
2024-06-02 20:00
2024-06-02 21:00
2024-06-02 22:00
2024-06-02 23:00
2024-06-03
2024-06-03 01:00
2024-06-03 02:00
2024-06-03 03:00
2024-06-03 04:00
2024-06-03 05:00
2024-06-03 06:00
2024-06-03 07:00
2024-06-03 08:00
2024-06-03 09:00
2024-06-03 10:00
2024-06-03 11:00
2024-06-03 12:00
2024-06-03 13:00
2024-06-03 14:00
2024-06-03 15:00
2024-06-03 16:00
2024-06-03 17:00
2024-06-03 18:00
2024-06-03 19:00
2024-06-03 20:00
2024-06-03 21:00
2024-06-03 22:00
2024-06-03 23:00
2024-06-04
2024-06-04 01:00
2024-06-04 02:00
2024-06-04 03:00
2024-06-04 04:00
2024-06-04 05:00
2024-06-04 06:00
2024-06-04 07:00
2024-06-04 08:00
2024-06-04 09:00
2024-06-04 10:00
2024-06-04 11:00
2024-06-04 12:00
2024-06-04 13:00
2024-06-04 14:00
2024-06-04 15:00
2024-06-04 16:00
2024-06-04 17:00
2024-06-04 18:00
2024-06-04 19:00
2024-06-04 20:00
2024-06-04 21:00
2024-06-04 22:00
2024-06-04 23:00
2024-06-05
2024-06-05 01:00
2024-06-05 02:00
2024-06-05 03:00
2024-06-05 04:00
2024-06-05 05:00
2024-06-05 06:00
2024-06-05 07:00
2024-06-05 08:00
2024-06-05 09:00
2024-06-05 10:00
2024-06-05 11:00
2024-06-05 12:00
2024-06-05 13:00
2024-06-05 14:00
2024-06-05 15:00
2024-06-05 16:00
2024-06-05 17:00
2024-06-05 18:00
2024-06-05 19:00
2024-06-05 20:00
2024-06-05 21:00
2024-06-05 22:00
2024-06-05 23:00
2024-06-06
2024-06-06 01:00
2024-06-06 02:00
2024-06-06 03:00
2024-06-06 04:00
2024-06-06 05:00
2024-06-06 06:00
2024-06-06 07:00
2024-06-06 08:00
2024-06-06 09:00
2024-06-06 10:00
2024-06-06 11:00
2024-06-06 12:00
2024-06-06 13:00
2024-06-06 14:00
2024-06-06 15:00
2024-06-06 16:00
2024-06-06 17:00
2024-06-06 18:00
2024-06-06 19:00
2024-06-06 20:00
2024-06-06 21:00
2024-06-06 22:00
2024-06-06 23:00
2024-06-07
2024-06-07 01:00
2024-06-07 02:00
2024-06-07 03:00
2024-06-07 04:00
2024-06-07 05:00
2024-06-07 06:00
2024-06-07 07:00
2024-06-07 08:00
2024-06-07 09:00
2024-06-07 10:00
2024-06-07 11:00
2024-06-07 12:00
2024-06-07 13:00
2024-06-07 14:00
2024-06-07 15:00
2024-06-07 16:00
2024-06-07 17:00
2024-06-07 18:00
2024-06-07 19:00
2024-06-07 20:00
2024-06-07 21:00
2024-06-07 22:00
2024-06-07 23:00
2024-06-08
2024-06-08 01:00
2024-06-08 02:00
2024-06-08 03:00
2024-06-08 04:00
2024-06-08 05:00
2024-06-08 06:00
2024-06-08 07:00
2024-06-08 08:00
2024-06-08 09:00
2024-06-08 10:00
2024-06-08 11:00
2024-06-08 12:00
2024-06-08 13:00
2024-06-08 14:00
2024-06-08 15:00
2024-06-08 16:00
2024-06-08 17:00
2024-06-08 18:00
2024-06-08 19:00
2024-06-08 20:00
2024-06-08 21:00
2024-06-08 22:00
2024-06-08 23:00
2024-06-09
2024-06-09 01:00
2024-06-09 02:00
2024-06-09 03:00
2024-06-09 04:00
2024-06-09 05:00
2024-06-09 06:00
2024-06-09 07:00
2024-06-09 08:00
2024-06-09 09:00
2024-06-09 10:00
2024-06-09 11:00
2024-06-09 12:00
2024-06-09 13:00
2024-06-09 14:00
2024-06-09 15:00
2024-06-09 16:00
2024-06-09 17:00
2024-06-09 18:00
2024-06-09 19:00
2024-06-09 20:00
2024-06-09 21:00
2024-06-09 22:00
2024-06-09 23:00
2024-06-10
2024-06-10 01:00
2024-06-10 02:00
2024-06-10 03:00
2024-06-10 04:00
2024-06-10 05:00
2024-06-10 06:00
2024-06-10 07:00
2024-06-10 08:00
2024-06-10 09:00
2024-06-10 10:00
2024-06-10 11:00
2024-06-10 12:00
2024-06-10 13:00
2024-06-10 14:00
2024-06-10 15:00
2024-06-10 16:00
2024-06-10 17:00
2024-06-10 18:00
2024-06-10 19:00
2024-06-10 20:00
2024-06-10 21:00
2024-06-10 22:00
2024-06-10 23:00
2024-06-11
2024-06-11 01:00
2024-06-11 02:00
2024-06-11 03:00
2024-06-11 04:00
2024-06-11 05:00
2024-06-11 06:00
2024-06-11 07:00
2024-06-11 08:00
2024-06-11 09:00
2024-06-11 10:00
2024-06-11 11:00
2024-06-11 12:00
2024-06-11 13:00
2024-06-11 14:00
2024-06-11 15:00
2024-06-11 16:00
2024-06-11 17:00
2024-06-11 18:00
2024-06-11 19:00
2024-06-11 20:00
2024-06-11 21:00
2024-06-11 22:00
2024-06-11 23:00
2024-06-12
2024-06-12 01:00
2024-06-12 02:00
2024-06-12 03:00
2024-06-12 04:00
2024-06-12 05:00
2024-06-12 06:00
2024-06-12 07:00
2024-06-12 08:00
2024-06-12 09:00
2024-06-12 10:00
2024-06-12 11:00
2024-06-12 12:00
2024-06-12 13:00
2024-06-12 14:00
2024-06-12 15:00
2024-06-12 16:00
2024-06-12 17:00
2024-06-12 18:00
2024-06-12 19:00
2024-06-12 20:00
2024-06-12 21:00
2024-06-12 22:00
2024-06-12 23:00
2024-06-13
2024-06-13 01:00
2024-06-13 02:00
2024-06-13 03:00
2024-06-13 04:00
2024-06-13 05:00
2024-06-13 06:00
2024-06-13 07:00
2024-06-13 08:00
2024-06-13 09:00
2024-06-13 10:00
2024-06-13 11:00
2024-06-13 12:00
2024-06-13 13:00
2024-06-13 14:00
2024-06-13 15:00
2024-06-13 16:00
2024-06-13 17:00
2024-06-13 18:00
2024-06-13 19:00
2024-06-13 20:00
2024-06-13 21:00
2024-06-13 22:00
2024-06-13 23:00
2024-06-14
2024-06-14 01:00
2024-06-14 02:00
2024-06-14 03:00
2024-06-14 04:00
2024-06-14 05:00
2024-06-14 06:00
2024-06-14 07:00
2024-06-14 08:00
2024-06-14 09:00
2024-06-14 10:00
2024-06-14 11:00
2024-06-14 12:00
2024-06-14 13:00
2024-06-14 14:00
2024-06-14 15:00
2024-06-14 16:00
2024-06-14 17:00
2024-06-14 18:00
2024-06-14 19:00
2024-06-14 20:00
2024-06-14 21:00
2024-06-14 22:00
2024-06-14 23:00
2024-06-15
2024-06-15 01:00
2024-06-15 02:00
2024-06-15 03:00
2024-06-15 04:00
2024-06-15 05:00
2024-06-15 06:00
2024-06-15 07:00
2024-06-15 08:00
2024-06-15 09:00
2024-06-15 10:00
2024-06-15 11:00
2024-06-15 12:00
2024-06-15 13:00
2024-06-15 14:00
2024-06-15 15:00
2024-06-15 16:00
2024-06-15 17:00
2024-06-15 18:00
2024-06-15 19:00
2024-06-15 20:00
2024-06-15 21:00
2024-06-15 22:00
2024-06-15 23:00
2024-06-16
2024-06-16 01:00
2024-06-16 02:00
2024-06-16 03:00
2024-06-16 04:00
2024-06-16 05:00
2024-06-16 06:00
2024-06-16 07:00
2024-06-16 08:00
2024-06-16 09:00
2024-06-16 10:00
2024-06-16 11:00
2024-06-16 12:00
2024-06-16 13:00
2024-06-16 14:00
2024-06-16 15:00
2024-06-16 16:00
2024-06-16 17:00
2024-06-16 18:00
2024-06-16 19:00
2024-06-16 20:00
2024-06-16 21:00
2024-06-16 22:00
2024-06-16 23:00
2024-06-17
2024-06-17 01:00
2024-06-17 02:00
2024-06-17 03:00
2024-06-17 04:00
2024-06-17 05:00
2024-06-17 06:00
2024-06-17 07:00
2024-06-17 08:00
2024-06-17 09:00
2024-06-17 10:00
2024-06-17 11:00
2024-06-17 12:00
2024-06-17 13:00
2024-06-17 14:00
2024-06-17 15:00
2024-06-17 16:00
2024-06-17 17:00
2024-06-17 18:00
2024-06-17 19:00
2024-06-17 20:00
2024-06-17 21:00
2024-06-17 22:00
2024-06-17 23:00
2024-06-18
2024-06-18 01:00
2024-06-18 02:00
2024-06-18 03:00
2024-06-18 04:00
2024-06-18 05:00
2024-06-18 06:00
2024-06-18 07:00
2024-06-18 08:00
2024-06-18 09:00
2024-06-18 10:00
2024-06-18 11:00
2024-06-18 12:00
2024-06-18 13:00
2024-06-18 14:00
2024-06-18 15:00
2024-06-18 16:00
2024-06-18 17:00
2024-06-18 18:00
2024-06-18 19:00
2024-06-18 20:00
2024-06-18 21:00
2024-06-18 22:00
2024-06-18 23:00
2024-06-19
2024-06-19 01:00
2024-06-19 02:00
2024-06-19 03:00
2024-06-19 04:00
2024-06-19 05:00
2024-06-19 06:00
2024-06-19 07:00
2024-06-19 08:00
2024-06-19 09:00
2024-06-19 10:00
2024-06-19 11:00
2024-06-19 12:00
2024-06-19 13:00
2024-06-19 14:00
2024-06-19 15:00
2024-06-19 16:00
2024-06-19 17:00
2024-06-19 18:00
2024-06-19 19:00
2024-06-19 20:00
2024-06-19 21:00
2024-06-19 22:00
2024-06-19 23:00
2024-06-20
2024-06-20 01:00
2024-06-20 02:00
2024-06-20 03:00
2024-06-20 04:00
2024-06-20 05:00
2024-06-20 06:00
2024-06-20 07:00
2024-06-20 08:00
2024-06-20 09:00
2024-06-20 10:00
2024-06-20 11:00
2024-06-20 12:00
2024-06-20 13:00
2024-06-20 14:00
2024-06-20 15:00
2024-06-20 16:00
2024-06-20 17:00
2024-06-20 18:00
2024-06-20 19:00
2024-06-20 20:00
2024-06-20 21:00
2024-06-20 22:00
2024-06-20 23:00
2024-06-21
2024-06-21 01:00
2024-06-21 02:00
2024-06-21 03:00
2024-06-21 04:00
2024-06-21 05:00
2024-06-21 06:00
2024-06-21 07:00
2024-06-21 08:00
2024-06-21 09:00
2024-06-21 10:00
2024-06-21 11:00
2024-06-21 12:00
2024-06-21 13:00
2024-06-21 14:00
2024-06-21 15:00
2024-06-21 16:00
2024-06-21 17:00
2024-06-21 18:00
2024-06-21 19:00
2024-06-21 20:00
2024-06-21 21:00
2024-06-21 22:00
2024-06-21 23:00
2024-06-22
2024-06-22 01:00
2024-06-22 02:00
2024-06-22 03:00
2024-06-22 04:00
2024-06-22 05:00
2024-06-22 06:00
2024-06-22 07:00
2024-06-22 08:00
2024-06-22 09:00
2024-06-22 10:00
2024-06-22 11:00
2024-06-22 12:00
2024-06-22 13:00
2024-06-22 14:00
2024-06-22 15:00
2024-06-22 16:00
2024-06-22 17:00
2024-06-22 18:00
2024-06-22 19:00
2024-06-22 20:00
2024-06-22 21:00
2024-06-22 22:00
2024-06-22 23:00
2024-06-23
2024-06-23 01:00
2024-06-23 02:00
2024-06-23 03:00
2024-06-23 04:00
2024-06-23 05:00
2024-06-23 06:00
2024-06-23 07:00
2024-06-23 08:00
2024-06-23 09:00
2024-06-23 10:00
2024-06-23 11:00
2024-06-23 12:00
2024-06-23 13:00
2024-06-23 14:00
2024-06-23 15:00
2024-06-23 16:00
2024-06-23 17:00
2024-06-23 18:00
2024-06-23 19:00
2024-06-23 20:00
2024-06-23 21:00
2024-06-23 22:00
2024-06-23 23:00
2024-06-24
2024-06-24 01:00
2024-06-24 02:00
2024-06-24 03:00
2024-06-24 04:00
2024-06-24 05:00
2024-06-24 06:00
2024-06-24 07:00
2024-06-24 08:00
2024-06-24 09:00
2024-06-24 10:00
2024-06-24 11:00
2024-06-24 12:00
2024-06-24 13:00
2024-06-24 14:00
2024-06-24 15:00
2024-06-24 16:00
2024-06-24 17:00
2024-06-24 18:00
2024-06-24 19:00
2024-06-24 20:00
2024-06-24 21:00
2024-06-24 22:00
2024-06-24 23:00
2024-06-25
2024-06-25 01:00
2024-06-25 02:00
2024-06-25 03:00
2024-06-25 04:00
2024-06-25 05:00
2024-06-25 06:00
2024-06-25 07:00
2024-06-25 08:00
2024-06-25 09:00
2024-06-25 10:00
2024-06-25 11:00
2024-06-25 12:00
2024-06-25 13:00
2024-06-25 14:00
2024-06-25 15:00
2024-06-25 16:00
2024-06-25 17:00
2024-06-25 18:00
2024-06-25 19:00
2024-06-25 20:00
2024-06-25 21:00
2024-06-25 22:00
2024-06-25 23:00
2024-06-26
2024-06-26 01:00
2024-06-26 02:00
2024-06-26 03:00
2024-06-26 04:00
2024-06-26 05:00
2024-06-26 06:00
2024-06-26 07:00
2024-06-26 08:00
2024-06-26 09:00
2024-06-26 10:00
2024-06-26 11:00
2024-06-26 12:00
2024-06-26 13:00
2024-06-26 14:00
2024-06-26 15:00
2024-06-26 16:00
2024-06-26 17:00
2024-06-26 18:00
2024-06-26 19:00
2024-06-26 20:00
2024-06-26 21:00
2024-06-26 22:00
2024-06-26 23:00
2024-06-27
2024-06-27 01:00
2024-06-27 02:00
2024-06-27 03:00
2024-06-27 04:00
2024-06-27 05:00
2024-06-27 06:00
2024-06-27 07:00
2024-06-27 08:00
2024-06-27 09:00
2024-06-27 10:00
2024-06-27 11:00
2024-06-27 12:00
2024-06-27 13:00
2024-06-27 14:00
2024-06-27 15:00
2024-06-27 16:00
2024-06-27 17:00
2024-06-27 18:00
2024-06-27 19:00
2024-06-27 20:00
2024-06-27 21:00
2024-06-27 22:00
2024-06-27 23:00
2024-06-28
2024-06-28 01:00
2024-06-28 02:00
2024-06-28 03:00
2024-06-28 04:00
2024-06-28 05:00
2024-06-28 06:00
2024-06-28 07:00
2024-06-28 08:00
2024-06-28 09:00
2024-06-28 10:00
2024-06-28 11:00
2024-06-28 12:00
2024-06-28 13:00
2024-06-28 14:00
2024-06-28 15:00
2024-06-28 16:00
2024-06-28 17:00
2024-06-28 18:00
2024-06-28 19:00
2024-06-28 20:00
2024-06-28 21:00
2024-06-28 22:00
2024-06-28 23:00
2024-06-29
2024-06-29 01:00
2024-06-29 02:00
2024-06-29 03:00
2024-06-29 04:00
2024-06-29 05:00
2024-06-29 06:00
2024-06-29 07:00
2024-06-29 08:00
2024-06-29 09:00
2024-06-29 10:00
2024-06-29 11:00
2024-06-29 12:00
2024-06-29 13:00
2024-06-29 14:00
2024-06-29 15:00
2024-06-29 16:00
2024-06-29 17:00
2024-06-29 18:00
2024-06-29 19:00
2024-06-29 20:00
2024-06-29 21:00
2024-06-29 22:00
2024-06-29 23:00
2024-06-30
2024-06-30 01:00
2024-06-30 02:00
2024-06-30 03:00
2024-06-30 04:00
2024-06-30 05:00
2024-06-30 06:00
2024-06-30 07:00
2024-06-30 08:00
2024-06-30 09:00
2024-06-30 10:00
2024-06-30 11:00
2024-06-30 12:00
2024-06-30 13:00
2024-06-30 14:00
2024-06-30 15:00
2024-06-30 16:00
2024-06-30 17:00
2024-06-30 18:00
2024-06-30 19:00
2024-06-30 20:00
2024-06-30 21:00
2024-06-30 22:00
2024-06-30 23:00
2024-07-01
2024-07-01 01:00
2024-07-01 02:00
2024-07-01 03:00
2024-07-01 04:00
2024-07-01 05:00
2024-07-01 06:00
2024-07-01 07:00
2024-07-01 08:00
2024-07-01 09:00
2024-07-01 10:00
2024-07-01 11:00
2024-07-01 12:00
2024-07-01 13:00
2024-07-01 14:00
2024-07-01 15:00
2024-07-01 16:00
2024-07-01 17:00
2024-07-01 18:00
2024-07-01 19:00
2024-07-01 20:00
2024-07-01 21:00
2024-07-01 22:00
2024-07-01 23:00
2024-07-02
2024-07-02 01:00
2024-07-02 02:00
2024-07-02 03:00
2024-07-02 04:00
2024-07-02 05:00
2024-07-02 06:00
2024-07-02 07:00
2024-07-02 08:00
2024-07-02 09:00
2024-07-02 10:00
2024-07-02 11:00
2024-07-02 12:00
2024-07-02 13:00
2024-07-02 14:00
2024-07-02 15:00
2024-07-02 16:00
2024-07-02 17:00
2024-07-02 18:00
2024-07-02 19:00
2024-07-02 20:00
2024-07-02 21:00
2024-07-02 22:00
2024-07-02 23:00
2024-07-03
2024-07-03 01:00
2024-07-03 02:00
2024-07-03 03:00
2024-07-03 04:00
2024-07-03 05:00
2024-07-03 06:00
2024-07-03 07:00
2024-07-03 08:00
2024-07-03 09:00
2024-07-03 10:00
2024-07-03 11:00
2024-07-03 12:00
2024-07-03 13:00
2024-07-03 14:00
2024-07-03 15:00
2024-07-03 16:00
2024-07-03 17:00
2024-07-03 18:00
2024-07-03 19:00
2024-07-03 20:00
2024-07-03 21:00
2024-07-03 22:00
2024-07-03 23:00
2024-07-04
2024-07-04 01:00
2024-07-04 02:00
2024-07-04 03:00
2024-07-04 04:00
2024-07-04 05:00
2024-07-04 06:00
2024-07-04 07:00
2024-07-04 08:00
2024-07-04 09:00
2024-07-04 10:00
2024-07-04 11:00
2024-07-04 12:00
2024-07-04 13:00
2024-07-04 14:00
2024-07-04 15:00
2024-07-04 16:00
2024-07-04 17:00
2024-07-04 18:00
2024-07-04 19:00
2024-07-04 20:00
2024-07-04 21:00
2024-07-04 22:00
2024-07-04 23:00
2024-07-05
2024-07-05 01:00
2024-07-05 02:00
2024-07-05 03:00
2024-07-05 04:00
2024-07-05 05:00
2024-07-05 06:00
2024-07-05 07:00
2024-07-05 08:00
2024-07-05 09:00
2024-07-05 10:00
2024-07-05 11:00
2024-07-05 12:00
2024-07-05 13:00
2024-07-05 14:00
2024-07-05 15:00
2024-07-05 16:00
2024-07-05 17:00
2024-07-05 18:00
2024-07-05 19:00
2024-07-05 20:00
2024-07-05 21:00
2024-07-05 22:00
2024-07-05 23:00
2024-07-06
2024-07-06 01:00
2024-07-06 02:00
2024-07-06 03:00
2024-07-06 04:00
2024-07-06 05:00
2024-07-06 06:00
2024-07-06 07:00
2024-07-06 08:00
2024-07-06 09:00
2024-07-06 10:00
2024-07-06 11:00
2024-07-06 12:00
2024-07-06 13:00
2024-07-06 14:00
2024-07-06 15:00
2024-07-06 16:00
2024-07-06 17:00
2024-07-06 18:00
2024-07-06 19:00
2024-07-06 20:00
2024-07-06 21:00
2024-07-06 22:00
2024-07-06 23:00
2024-07-07
2024-07-07 01:00
2024-07-07 02:00
2024-07-07 03:00
2024-07-07 04:00
2024-07-07 05:00
2024-07-07 06:00
2024-07-07 07:00
2024-07-07 08:00
2024-07-07 09:00
2024-07-07 10:00
2024-07-07 11:00
2024-07-07 12:00
2024-07-07 13:00
2024-07-07 14:00
2024-07-07 15:00
2024-07-07 16:00
2024-07-07 17:00
2024-07-07 18:00
2024-07-07 19:00
2024-07-07 20:00
2024-07-07 21:00
2024-07-07 22:00
2024-07-07 23:00
2024-07-08
2024-07-08 01:00
2024-07-08 02:00
2024-07-08 03:00
2024-07-08 04:00
2024-07-08 05:00
2024-07-08 06:00
2024-07-08 07:00
2024-07-08 08:00
2024-07-08 09:00
2024-07-08 10:00
2024-07-08 11:00
2024-07-08 12:00
2024-07-08 13:00
2024-07-08 14:00
2024-07-08 15:00
2024-07-08 16:00
2024-07-08 17:00
2024-07-08 18:00
2024-07-08 19:00
2024-07-08 20:00
2024-07-08 21:00
2024-07-08 22:00
2024-07-08 23:00
2024-07-09
2024-07-09 01:00
2024-07-09 02:00
2024-07-09 03:00
2024-07-09 04:00
2024-07-09 05:00
2024-07-09 06:00
2024-07-09 07:00
2024-07-09 08:00
2024-07-09 09:00
2024-07-09 10:00
2024-07-09 11:00
2024-07-09 12:00
2024-07-09 13:00
2024-07-09 14:00
2024-07-09 15:00
2024-07-09 16:00
2024-07-09 17:00
2024-07-09 18:00
2024-07-09 19:00
2024-07-09 20:00
2024-07-09 21:00
2024-07-09 22:00
2024-07-09 23:00
2024-07-10
2024-07-10 01:00
2024-07-10 02:00
2024-07-10 03:00
2024-07-10 04:00
2024-07-10 05:00
2024-07-10 06:00
2024-07-10 07:00
2024-07-10 08:00
2024-07-10 09:00
2024-07-10 10:00
2024-07-10 11:00
2024-07-10 12:00
2024-07-10 13:00
2024-07-10 14:00
2024-07-10 15:00
2024-07-10 16:00
2024-07-10 17:00
2024-07-10 18:00
2024-07-10 19:00
2024-07-10 20:00
2024-07-10 21:00
2024-07-10 22:00
2024-07-10 23:00
2024-07-11
2024-07-11 01:00
2024-07-11 02:00
2024-07-11 03:00
2024-07-11 04:00
2024-07-11 05:00
2024-07-11 06:00
2024-07-11 07:00
2024-07-11 08:00
2024-07-11 09:00
2024-07-11 10:00
2024-07-11 11:00
2024-07-11 12:00
2024-07-11 13:00
2024-07-11 14:00
2024-07-11 15:00
2024-07-11 16:00
2024-07-11 17:00
2024-07-11 18:00
2024-07-11 19:00
2024-07-11 20:00
2024-07-11 21:00
2024-07-11 22:00
2024-07-11 23:00
2024-07-12
2024-07-12 01:00
2024-07-12 02:00
2024-07-12 03:00
2024-07-12 04:00
2024-07-12 05:00
2024-07-12 06:00
2024-07-12 07:00
2024-07-12 08:00
2024-07-12 09:00
2024-07-12 10:00
2024-07-12 11:00
2024-07-12 12:00
2024-07-12 13:00
2024-07-12 14:00
2024-07-12 15:00
2024-07-12 16:00
2024-07-12 17:00
2024-07-12 18:00
2024-07-12 19:00
2024-07-12 20:00
2024-07-12 21:00
2024-07-12 22:00
2024-07-12 23:00
2024-07-13
2024-07-13 01:00
2024-07-13 02:00
2024-07-13 03:00
2024-07-13 04:00
2024-07-13 05:00
2024-07-13 06:00
2024-07-13 07:00
2024-07-13 08:00
2024-07-13 09:00
2024-07-13 10:00
2024-07-13 11:00
2024-07-13 12:00
2024-07-13 13:00
2024-07-13 14:00
2024-07-13 15:00
2024-07-13 16:00
2024-07-13 17:00
2024-07-13 18:00
2024-07-13 19:00
2024-07-13 20:00
2024-07-13 21:00
2024-07-13 22:00
2024-07-13 23:00
2024-07-14
2024-07-14 01:00
2024-07-14 02:00
2024-07-14 03:00
2024-07-14 04:00
2024-07-14 05:00
2024-07-14 06:00
2024-07-14 07:00
2024-07-14 08:00
2024-07-14 09:00
2024-07-14 10:00
2024-07-14 11:00
2024-07-14 12:00
2024-07-14 13:00
2024-07-14 14:00
2024-07-14 15:00
2024-07-14 16:00
2024-07-14 17:00
2024-07-14 18:00
2024-07-14 19:00
2024-07-14 20:00
2024-07-14 21:00
2024-07-14 22:00
2024-07-14 23:00
2024-07-15
2024-07-15 01:00
2024-07-15 02:00
2024-07-15 03:00
2024-07-15 04:00
2024-07-15 05:00
2024-07-15 06:00
2024-07-15 07:00
2024-07-15 08:00
2024-07-15 09:00
2024-07-15 10:00
2024-07-15 11:00
2024-07-15 12:00
2024-07-15 13:00
2024-07-15 14:00
2024-07-15 15:00
2024-07-15 16:00
2024-07-15 17:00
2024-07-15 18:00
2024-07-15 19:00
2024-07-15 20:00
2024-07-15 21:00
2024-07-15 22:00
2024-07-15 23:00
2024-07-16
2024-07-16 01:00
2024-07-16 02:00
2024-07-16 03:00
2024-07-16 04:00
2024-07-16 05:00
2024-07-16 06:00
2024-07-16 07:00
2024-07-16 08:00
2024-07-16 09:00
2024-07-16 10:00
2024-07-16 11:00
2024-07-16 12:00
2024-07-16 13:00
2024-07-16 14:00
2024-07-16 15:00
2024-07-16 16:00
2024-07-16 17:00
2024-07-16 18:00
2024-07-16 19:00
2024-07-16 20:00
2024-07-16 21:00
2024-07-16 22:00
2024-07-16 23:00
2024-07-17
2024-07-17 01:00
2024-07-17 02:00
2024-07-17 03:00
2024-07-17 04:00
2024-07-17 05:00
2024-07-17 06:00
2024-07-17 07:00
2024-07-17 08:00
2024-07-17 09:00
2024-07-17 10:00
2024-07-17 11:00
2024-07-17 12:00
2024-07-17 13:00
2024-07-17 14:00
2024-07-17 15:00
2024-07-17 16:00
2024-07-17 17:00
2024-07-17 18:00
2024-07-17 19:00
2024-07-17 20:00
2024-07-17 21:00
2024-07-17 22:00
2024-07-17 23:00
2024-07-18
2024-07-18 01:00
2024-07-18 02:00
2024-07-18 03:00
2024-07-18 04:00
2024-07-18 05:00
2024-07-18 06:00
2024-07-18 07:00
2024-07-18 08:00
2024-07-18 09:00
2024-07-18 10:00
2024-07-18 11:00
2024-07-18 12:00
2024-07-18 13:00
2024-07-18 14:00
2024-07-18 15:00
2024-07-18 16:00
2024-07-18 17:00
2024-07-18 18:00
2024-07-18 19:00
2024-07-18 20:00
2024-07-18 21:00
2024-07-18 22:00
2024-07-18 23:00
2024-07-19
2024-07-19 01:00
2024-07-19 02:00
2024-07-19 03:00
2024-07-19 04:00
2024-07-19 05:00
2024-07-19 06:00
2024-07-19 07:00
2024-07-19 08:00
2024-07-19 09:00
2024-07-19 10:00
2024-07-19 11:00
2024-07-19 12:00
2024-07-19 13:00
2024-07-19 14:00
2024-07-19 15:00
2024-07-19 16:00
2024-07-19 17:00
2024-07-19 18:00
2024-07-19 19:00
2024-07-19 20:00
2024-07-19 21:00
2024-07-19 22:00
2024-07-19 23:00
2024-07-20
2024-07-20 01:00
2024-07-20 02:00
2024-07-20 03:00
2024-07-20 04:00
2024-07-20 05:00
2024-07-20 06:00
2024-07-20 07:00
2024-07-20 08:00
2024-07-20 09:00
2024-07-20 10:00
2024-07-20 11:00
2024-07-20 12:00
2024-07-20 13:00
2024-07-20 14:00
2024-07-20 15:00
2024-07-20 16:00
2024-07-20 17:00
2024-07-20 18:00
2024-07-20 19:00
2024-07-20 20:00
2024-07-20 21:00
2024-07-20 22:00
2024-07-20 23:00
2024-07-21
2024-07-21 01:00
2024-07-21 02:00
2024-07-21 03:00
2024-07-21 04:00
2024-07-21 05:00
2024-07-21 06:00
2024-07-21 07:00
2024-07-21 08:00
2024-07-21 09:00
2024-07-21 10:00
2024-07-21 11:00
2024-07-21 12:00
2024-07-21 13:00
2024-07-21 14:00
2024-07-21 15:00
2024-07-21 16:00
2024-07-21 17:00
2024-07-21 18:00
2024-07-21 19:00
2024-07-21 20:00
2024-07-21 21:00
2024-07-21 22:00
2024-07-21 23:00
2024-07-22
2024-07-22 01:00
2024-07-22 02:00
2024-07-22 03:00
2024-07-22 04:00
2024-07-22 05:00
2024-07-22 06:00
2024-07-22 07:00
2024-07-22 08:00
2024-07-22 09:00
2024-07-22 10:00
2024-07-22 11:00
2024-07-22 12:00
2024-07-22 13:00
2024-07-22 14:00
2024-07-22 15:00
2024-07-22 16:00
2024-07-22 17:00
2024-07-22 18:00
2024-07-22 19:00
2024-07-22 20:00
2024-07-22 21:00
2024-07-22 22:00
2024-07-22 23:00
2024-07-23
2024-07-23 01:00
2024-07-23 02:00
2024-07-23 03:00
2024-07-23 04:00
2024-07-23 05:00
2024-07-23 06:00
2024-07-23 07:00
2024-07-23 08:00
2024-07-23 09:00
2024-07-23 10:00
2024-07-23 11:00
2024-07-23 12:00
2024-07-23 13:00
2024-07-23 14:00
2024-07-23 15:00
2024-07-23 16:00
2024-07-23 17:00
2024-07-23 18:00
2024-07-23 19:00
2024-07-23 20:00
2024-07-23 21:00
2024-07-23 22:00
2024-07-23 23:00
2024-07-24
2024-07-24 01:00
2024-07-24 02:00
2024-07-24 03:00
2024-07-24 04:00
2024-07-24 05:00
2024-07-24 06:00
2024-07-24 07:00
2024-07-24 08:00
2024-07-24 09:00
2024-07-24 10:00
2024-07-24 11:00
2024-07-24 12:00
2024-07-24 13:00
2024-07-24 14:00
2024-07-24 15:00
2024-07-24 16:00
2024-07-24 17:00
2024-07-24 18:00
2024-07-24 19:00
2024-07-24 20:00
2024-07-24 21:00
2024-07-24 22:00
2024-07-24 23:00
2024-07-25
2024-07-25 01:00
2024-07-25 02:00
2024-07-25 03:00
2024-07-25 04:00
2024-07-25 05:00
2024-07-25 06:00
2024-07-25 07:00
2024-07-25 08:00
2024-07-25 09:00
2024-07-25 10:00
2024-07-25 11:00
2024-07-25 12:00
2024-07-25 13:00
2024-07-25 14:00
2024-07-25 15:00
2024-07-25 16:00
2024-07-25 17:00
2024-07-25 18:00
2024-07-25 19:00
2024-07-25 20:00
2024-07-25 21:00
2024-07-25 22:00
2024-07-25 23:00
2024-07-26
2024-07-26 01:00
2024-07-26 02:00
2024-07-26 03:00
2024-07-26 04:00
2024-07-26 05:00
2024-07-26 06:00
2024-07-26 07:00
2024-07-26 08:00
2024-07-26 09:00
2024-07-26 10:00
2024-07-26 11:00
2024-07-26 12:00
2024-07-26 13:00
2024-07-26 14:00
2024-07-26 15:00
2024-07-26 16:00
2024-07-26 17:00
2024-07-26 18:00
2024-07-26 19:00
2024-07-26 20:00
2024-07-26 21:00
2024-07-26 22:00
2024-07-26 23:00
2024-07-27
2024-07-27 01:00
2024-07-27 02:00
2024-07-27 03:00
2024-07-27 04:00
2024-07-27 05:00
2024-07-27 06:00
2024-07-27 07:00
2024-07-27 08:00
2024-07-27 09:00
2024-07-27 10:00
2024-07-27 11:00
2024-07-27 12:00
2024-07-27 13:00
2024-07-27 14:00
2024-07-27 15:00
2024-07-27 16:00
2024-07-27 17:00
2024-07-27 18:00
2024-07-27 19:00
2024-07-27 20:00
2024-07-27 21:00
2024-07-27 22:00
2024-07-27 23:00
2024-07-28
2024-07-28 01:00
2024-07-28 02:00
2024-07-28 03:00
2024-07-28 04:00
2024-07-28 05:00
2024-07-28 06:00
2024-07-28 07:00
2024-07-28 08:00
2024-07-28 09:00
2024-07-28 10:00
2024-07-28 11:00
2024-07-28 12:00
2024-07-28 13:00
2024-07-28 14:00
2024-07-28 15:00
2024-07-28 16:00
2024-07-28 17:00
2024-07-28 18:00
2024-07-28 19:00
2024-07-28 20:00
2024-07-28 21:00
2024-07-28 22:00
2024-07-28 23:00
2024-07-29
2024-07-29 01:00
2024-07-29 02:00
2024-07-29 03:00
2024-07-29 04:00
2024-07-29 05:00
2024-07-29 06:00
2024-07-29 07:00
2024-07-29 08:00
2024-07-29 09:00
2024-07-29 10:00
2024-07-29 11:00
2024-07-29 12:00
2024-07-29 13:00
2024-07-29 14:00
2024-07-29 15:00
2024-07-29 16:00
2024-07-29 17:00
2024-07-29 18:00
2024-07-29 19:00
2024-07-29 20:00
2024-07-29 21:00
2024-07-29 22:00
2024-07-29 23:00
2024-07-30
2024-07-30 01:00
2024-07-30 02:00
2024-07-30 03:00
2024-07-30 04:00
2024-07-30 05:00
2024-07-30 06:00
2024-07-30 07:00
2024-07-30 08:00
2024-07-30 09:00
2024-07-30 10:00
2024-07-30 11:00
2024-07-30 12:00
2024-07-30 13:00
2024-07-30 14:00
2024-07-30 15:00
2024-07-30 16:00
2024-07-30 17:00
2024-07-30 18:00
2024-07-30 19:00
2024-07-30 20:00
2024-07-30 21:00
2024-07-30 22:00
2024-07-30 23:00
2024-07-31
2024-07-31 01:00
2024-07-31 02:00
2024-07-31 03:00
2024-07-31 04:00
2024-07-31 05:00
2024-07-31 06:00
2024-07-31 07:00
2024-07-31 08:00
2024-07-31 09:00
2024-07-31 10:00
2024-07-31 11:00
2024-07-31 12:00
2024-07-31 13:00
2024-07-31 14:00
2024-07-31 15:00
2024-07-31 16:00
2024-07-31 17:00
2024-07-31 18:00
2024-07-31 19:00
2024-07-31 20:00
2024-07-31 21:00
2024-07-31 22:00
2024-07-31 23:00
2024-08-01
2024-08-01 01:00
2024-08-01 02:00
2024-08-01 03:00
2024-08-01 04:00
2024-08-01 05:00
2024-08-01 06:00
2024-08-01 07:00
2024-08-01 08:00
2024-08-01 09:00
2024-08-01 10:00
2024-08-01 11:00
2024-08-01 12:00
2024-08-01 13:00
2024-08-01 14:00
2024-08-01 15:00
2024-08-01 16:00
2024-08-01 17:00
2024-08-01 18:00
2024-08-01 19:00
2024-08-01 20:00
2024-08-01 21:00
2024-08-01 22:00
2024-08-01 23:00
2024-08-02
2024-08-02 01:00
2024-08-02 02:00
2024-08-02 03:00
2024-08-02 04:00
2024-08-02 05:00
2024-08-02 06:00
2024-08-02 07:00
2024-08-02 08:00
2024-08-02 09:00
2024-08-02 10:00
2024-08-02 11:00
2024-08-02 12:00
2024-08-02 13:00
2024-08-02 14:00
2024-08-02 15:00
2024-08-02 16:00
2024-08-02 17:00
2024-08-02 18:00
2024-08-02 19:00
2024-08-02 20:00
2024-08-02 21:00
2024-08-02 22:00
2024-08-02 23:00
2024-08-03
2024-08-03 01:00
2024-08-03 02:00
2024-08-03 03:00
2024-08-03 04:00
2024-08-03 05:00
2024-08-03 06:00
2024-08-03 07:00
2024-08-03 08:00
2024-08-03 09:00
2024-08-03 10:00
2024-08-03 11:00
2024-08-03 12:00
2024-08-03 13:00
2024-08-03 14:00
2024-08-03 15:00
2024-08-03 16:00
2024-08-03 17:00
2024-08-03 18:00
2024-08-03 19:00
2024-08-03 20:00
2024-08-03 21:00
2024-08-03 22:00
2024-08-03 23:00
2024-08-04
2024-08-04 01:00
2024-08-04 02:00
2024-08-04 03:00
2024-08-04 04:00
2024-08-04 05:00
2024-08-04 06:00
2024-08-04 07:00
2024-08-04 08:00
2024-08-04 09:00
2024-08-04 10:00
2024-08-04 11:00
2024-08-04 12:00
2024-08-04 13:00
2024-08-04 14:00
2024-08-04 15:00
2024-08-04 16:00
2024-08-04 17:00
2024-08-04 18:00
2024-08-04 19:00
2024-08-04 20:00
2024-08-04 21:00
2024-08-04 22:00
2024-08-04 23:00
2024-08-05
2024-08-05 01:00
2024-08-05 02:00
2024-08-05 03:00
2024-08-05 04:00
2024-08-05 05:00
2024-08-05 06:00
2024-08-05 07:00
2024-08-05 08:00
2024-08-05 09:00
2024-08-05 10:00
2024-08-05 11:00
2024-08-05 12:00
2024-08-05 13:00
2024-08-05 14:00
2024-08-05 15:00
2024-08-05 16:00
2024-08-05 17:00
2024-08-05 18:00
2024-08-05 19:00
2024-08-05 20:00
2024-08-05 21:00
2024-08-05 22:00
2024-08-05 23:00
2024-08-06
2024-08-06 01:00
2024-08-06 02:00
2024-08-06 03:00
2024-08-06 04:00
2024-08-06 05:00
2024-08-06 06:00
2024-08-06 07:00
2024-08-06 08:00
2024-08-06 09:00
2024-08-06 10:00
2024-08-06 11:00
2024-08-06 12:00
2024-08-06 13:00
2024-08-06 14:00
2024-08-06 15:00
2024-08-06 16:00
2024-08-06 17:00
2024-08-06 18:00
2024-08-06 19:00
2024-08-06 20:00
2024-08-06 21:00
2024-08-06 22:00
2024-08-06 23:00
2024-08-07
2024-08-07 01:00
2024-08-07 02:00
2024-08-07 03:00
2024-08-07 04:00
2024-08-07 05:00
2024-08-07 06:00
2024-08-07 07:00
2024-08-07 08:00
2024-08-07 09:00
2024-08-07 10:00
2024-08-07 11:00
2024-08-07 12:00
2024-08-07 13:00
2024-08-07 14:00
2024-08-07 15:00
2024-08-07 16:00
2024-08-07 17:00
2024-08-07 18:00
2024-08-07 19:00
2024-08-07 20:00
2024-08-07 21:00
2024-08-07 22:00
2024-08-07 23:00
2024-08-08
2024-08-08 01:00
2024-08-08 02:00
2024-08-08 03:00
2024-08-08 04:00
2024-08-08 05:00
2024-08-08 06:00
2024-08-08 07:00
2024-08-08 08:00
2024-08-08 09:00
2024-08-08 10:00
2024-08-08 11:00
2024-08-08 12:00
2024-08-08 13:00
2024-08-08 14:00
2024-08-08 15:00
2024-08-08 16:00
2024-08-08 17:00
2024-08-08 18:00
2024-08-08 19:00
2024-08-08 20:00
2024-08-08 21:00
2024-08-08 22:00
2024-08-08 23:00
2024-08-09
2024-08-09 01:00
2024-08-09 02:00
2024-08-09 03:00
2024-08-09 04:00
2024-08-09 05:00
2024-08-09 06:00
2024-08-09 07:00
2024-08-09 08:00
2024-08-09 09:00
2024-08-09 10:00
2024-08-09 11:00
2024-08-09 12:00
2024-08-09 13:00
2024-08-09 14:00
2024-08-09 15:00
2024-08-09 16:00
2024-08-09 17:00
2024-08-09 18:00
2024-08-09 19:00
2024-08-09 20:00
2024-08-09 21:00
2024-08-09 22:00
2024-08-09 23:00
2024-08-10
2024-08-10 01:00
2024-08-10 02:00
2024-08-10 03:00
2024-08-10 04:00
2024-08-10 05:00
2024-08-10 06:00
2024-08-10 07:00
2024-08-10 08:00
2024-08-10 09:00
2024-08-10 10:00
2024-08-10 11:00
2024-08-10 12:00
2024-08-10 13:00
2024-08-10 14:00
2024-08-10 15:00
2024-08-10 16:00
2024-08-10 17:00
2024-08-10 18:00
2024-08-10 19:00
2024-08-10 20:00
2024-08-10 21:00
2024-08-10 22:00
2024-08-10 23:00
2024-08-11
2024-08-11 01:00
2024-08-11 02:00
2024-08-11 03:00
2024-08-11 04:00
2024-08-11 05:00
2024-08-11 06:00
2024-08-11 07:00
2024-08-11 08:00
2024-08-11 09:00
2024-08-11 10:00
2024-08-11 11:00
2024-08-11 12:00
2024-08-11 13:00
2024-08-11 14:00
2024-08-11 15:00
2024-08-11 16:00
2024-08-11 17:00
2024-08-11 18:00
2024-08-11 19:00
2024-08-11 20:00
2024-08-11 21:00
2024-08-11 22:00
2024-08-11 23:00
2024-08-12
2024-08-12 01:00
2024-08-12 02:00
2024-08-12 03:00
2024-08-12 04:00
2024-08-12 05:00
2024-08-12 06:00
2024-08-12 07:00
2024-08-12 08:00
2024-08-12 09:00
2024-08-12 10:00
2024-08-12 11:00
2024-08-12 12:00
2024-08-12 13:00
2024-08-12 14:00
2024-08-12 15:00
2024-08-12 16:00
2024-08-12 17:00
2024-08-12 18:00
2024-08-12 19:00
2024-08-12 20:00
2024-08-12 21:00
2024-08-12 22:00
2024-08-12 23:00
2024-08-13
2024-08-13 01:00
2024-08-13 02:00
2024-08-13 03:00
2024-08-13 04:00
2024-08-13 05:00
2024-08-13 06:00
2024-08-13 07:00
2024-08-13 08:00
2024-08-13 09:00
2024-08-13 10:00
2024-08-13 11:00
2024-08-13 12:00
2024-08-13 13:00
2024-08-13 14:00
2024-08-13 15:00
2024-08-13 16:00
2024-08-13 17:00
2024-08-13 18:00
2024-08-13 19:00
2024-08-13 20:00
2024-08-13 21:00
2024-08-13 22:00
2024-08-13 23:00
2024-08-14
2024-08-14 01:00
2024-08-14 02:00
2024-08-14 03:00
2024-08-14 04:00
2024-08-14 05:00
2024-08-14 06:00
2024-08-14 07:00
2024-08-14 08:00
2024-08-14 09:00
2024-08-14 10:00
2024-08-14 11:00
2024-08-14 12:00
2024-08-14 13:00
2024-08-14 14:00
2024-08-14 15:00
2024-08-14 16:00
2024-08-14 17:00
2024-08-14 18:00
2024-08-14 19:00
2024-08-14 20:00
2024-08-14 21:00
2024-08-14 22:00
2024-08-14 23:00
2024-08-15
2024-08-15 01:00
2024-08-15 02:00
2024-08-15 03:00
2024-08-15 04:00
2024-08-15 05:00
2024-08-15 06:00
2024-08-15 07:00
2024-08-15 08:00
2024-08-15 09:00
2024-08-15 10:00
2024-08-15 11:00
2024-08-15 12:00
2024-08-15 13:00
2024-08-15 14:00
2024-08-15 15:00
2024-08-15 16:00
2024-08-15 17:00
2024-08-15 18:00
2024-08-15 19:00
2024-08-15 20:00
2024-08-15 21:00
2024-08-15 22:00
2024-08-15 23:00
2024-08-16
2024-08-16 01:00
2024-08-16 02:00
2024-08-16 03:00
2024-08-16 04:00
2024-08-16 05:00
2024-08-16 06:00
2024-08-16 07:00
2024-08-16 08:00
2024-08-16 09:00
2024-08-16 10:00
2024-08-16 11:00
2024-08-16 12:00
2024-08-16 13:00
2024-08-16 14:00
2024-08-16 15:00
2024-08-16 16:00
2024-08-16 17:00
2024-08-16 18:00
2024-08-16 19:00
2024-08-16 20:00
2024-08-16 21:00
2024-08-16 22:00
2024-08-16 23:00
2024-08-17
2024-08-17 01:00
2024-08-17 02:00
2024-08-17 03:00
2024-08-17 04:00
2024-08-17 05:00
2024-08-17 06:00
2024-08-17 07:00
2024-08-17 08:00
2024-08-17 09:00
2024-08-17 10:00
2024-08-17 11:00
2024-08-17 12:00
2024-08-17 13:00
2024-08-17 14:00
2024-08-17 15:00
2024-08-17 16:00
2024-08-17 17:00
2024-08-17 18:00
2024-08-17 19:00
2024-08-17 20:00
2024-08-17 21:00
2024-08-17 22:00
2024-08-17 23:00
2024-08-18
2024-08-18 01:00
2024-08-18 02:00
2024-08-18 03:00
2024-08-18 04:00
2024-08-18 05:00
2024-08-18 06:00
2024-08-18 07:00
2024-08-18 08:00
2024-08-18 09:00
2024-08-18 10:00
2024-08-18 11:00
2024-08-18 12:00
2024-08-18 13:00
2024-08-18 14:00
2024-08-18 15:00
2024-08-18 16:00
2024-08-18 17:00
2024-08-18 18:00
2024-08-18 19:00
2024-08-18 20:00
2024-08-18 21:00
2024-08-18 22:00
2024-08-18 23:00
2024-08-19
2024-08-19 01:00
2024-08-19 02:00
2024-08-19 03:00
2024-08-19 04:00
2024-08-19 05:00
2024-08-19 06:00
2024-08-19 07:00
2024-08-19 08:00
2024-08-19 09:00
2024-08-19 10:00
2024-08-19 11:00
2024-08-19 12:00
2024-08-19 13:00
2024-08-19 14:00
2024-08-19 15:00
2024-08-19 16:00
2024-08-19 17:00
2024-08-19 18:00
2024-08-19 19:00
2024-08-19 20:00
2024-08-19 21:00
2024-08-19 22:00
2024-08-19 23:00
2024-08-20
2024-08-20 01:00
2024-08-20 02:00
2024-08-20 03:00
2024-08-20 04:00
2024-08-20 05:00
2024-08-20 06:00
2024-08-20 07:00
2024-08-20 08:00
2024-08-20 09:00
2024-08-20 10:00
2024-08-20 11:00
2024-08-20 12:00
2024-08-20 13:00
2024-08-20 14:00
2024-08-20 15:00
2024-08-20 16:00
2024-08-20 17:00
2024-08-20 18:00
2024-08-20 19:00
2024-08-20 20:00
2024-08-20 21:00
2024-08-20 22:00
2024-08-20 23:00
2024-08-21
2024-08-21 01:00
2024-08-21 02:00
2024-08-21 03:00
2024-08-21 04:00
2024-08-21 05:00
2024-08-21 06:00
2024-08-21 07:00
2024-08-21 08:00
2024-08-21 09:00
2024-08-21 10:00
2024-08-21 11:00
2024-08-21 12:00
2024-08-21 13:00
2024-08-21 14:00
2024-08-21 15:00
2024-08-21 16:00
2024-08-21 17:00
2024-08-21 18:00
2024-08-21 19:00
2024-08-21 20:00
2024-08-21 21:00
2024-08-21 22:00
2024-08-21 23:00
2024-08-22
2024-08-22 01:00
2024-08-22 02:00
2024-08-22 03:00
2024-08-22 04:00
2024-08-22 05:00
2024-08-22 06:00
2024-08-22 07:00
2024-08-22 08:00
2024-08-22 09:00
2024-08-22 10:00
2024-08-22 11:00
2024-08-22 12:00
2024-08-22 13:00
2024-08-22 14:00
2024-08-22 15:00
2024-08-22 16:00
2024-08-22 17:00
2024-08-22 18:00
2024-08-22 19:00
2024-08-22 20:00
2024-08-22 21:00
2024-08-22 22:00
2024-08-22 23:00
2024-08-23
2024-08-23 01:00
2024-08-23 02:00
2024-08-23 03:00
2024-08-23 04:00
2024-08-23 05:00
2024-08-23 06:00
2024-08-23 07:00
2024-08-23 08:00
2024-08-23 09:00
2024-08-23 10:00
2024-08-23 11:00
2024-08-23 12:00
2024-08-23 13:00
2024-08-23 14:00
2024-08-23 15:00
2024-08-23 16:00
2024-08-23 17:00
2024-08-23 18:00
2024-08-23 19:00
2024-08-23 20:00
2024-08-23 21:00
2024-08-23 22:00
2024-08-23 23:00
2024-08-24
2024-08-24 01:00
2024-08-24 02:00
2024-08-24 03:00
2024-08-24 04:00
2024-08-24 05:00
2024-08-24 06:00
2024-08-24 07:00
2024-08-24 08:00
2024-08-24 09:00
2024-08-24 10:00
2024-08-24 11:00
2024-08-24 12:00
2024-08-24 13:00
2024-08-24 14:00
2024-08-24 15:00
2024-08-24 16:00
2024-08-24 17:00
2024-08-24 18:00
2024-08-24 19:00
2024-08-24 20:00
2024-08-24 21:00
2024-08-24 22:00
2024-08-24 23:00
2024-08-25
2024-08-25 01:00
2024-08-25 02:00
2024-08-25 03:00
2024-08-25 04:00
2024-08-25 05:00
2024-08-25 06:00
2024-08-25 07:00
2024-08-25 08:00
2024-08-25 09:00
2024-08-25 10:00
2024-08-25 11:00
2024-08-25 12:00
2024-08-25 13:00
2024-08-25 14:00
2024-08-25 15:00
2024-08-25 16:00
2024-08-25 17:00
2024-08-25 18:00
2024-08-25 19:00
2024-08-25 20:00
2024-08-25 21:00
2024-08-25 22:00
2024-08-25 23:00
2024-08-26
2024-08-26 01:00
2024-08-26 02:00
2024-08-26 03:00
2024-08-26 04:00
2024-08-26 05:00
2024-08-26 06:00
2024-08-26 07:00
2024-08-26 08:00
2024-08-26 09:00
2024-08-26 10:00
2024-08-26 11:00
2024-08-26 12:00
2024-08-26 13:00
2024-08-26 14:00
2024-08-26 15:00
2024-08-26 16:00
2024-08-26 17:00
2024-08-26 18:00
2024-08-26 19:00
2024-08-26 20:00
2024-08-26 21:00
2024-08-26 22:00
2024-08-26 23:00
2024-08-27
2024-08-27 01:00
2024-08-27 02:00
2024-08-27 03:00
2024-08-27 04:00
2024-08-27 05:00
2024-08-27 06:00
2024-08-27 07:00
2024-08-27 08:00
2024-08-27 09:00
2024-08-27 10:00
2024-08-27 11:00
2024-08-27 12:00
2024-08-27 13:00
2024-08-27 14:00
2024-08-27 15:00
2024-08-27 16:00
2024-08-27 17:00
2024-08-27 18:00
2024-08-27 19:00
2024-08-27 20:00
2024-08-27 21:00
2024-08-27 22:00
2024-08-27 23:00
2024-08-28
2024-08-28 01:00
2024-08-28 02:00
2024-08-28 03:00
2024-08-28 04:00
2024-08-28 05:00
2024-08-28 06:00
2024-08-28 07:00
2024-08-28 08:00
2024-08-28 09:00
2024-08-28 10:00
2024-08-28 11:00
2024-08-28 12:00
2024-08-28 13:00
2024-08-28 14:00
2024-08-28 15:00
2024-08-28 16:00
2024-08-28 17:00
2024-08-28 18:00
2024-08-28 19:00
2024-08-28 20:00
2024-08-28 21:00
2024-08-28 22:00
2024-08-28 23:00
2024-08-29
2024-08-29 01:00
2024-08-29 02:00
2024-08-29 03:00
2024-08-29 04:00
2024-08-29 05:00
2024-08-29 06:00
2024-08-29 07:00
2024-08-29 08:00
2024-08-29 09:00
2024-08-29 10:00
2024-08-29 11:00
2024-08-29 12:00
2024-08-29 13:00
2024-08-29 14:00
2024-08-29 15:00
2024-08-29 16:00
2024-08-29 17:00
2024-08-29 18:00
2024-08-29 19:00
2024-08-29 20:00
2024-08-29 21:00
2024-08-29 22:00
2024-08-29 23:00
2024-08-30
2024-08-30 01:00
2024-08-30 02:00
2024-08-30 03:00
2024-08-30 04:00
2024-08-30 05:00
2024-08-30 06:00
2024-08-30 07:00
2024-08-30 08:00
2024-08-30 09:00
2024-08-30 10:00
2024-08-30 11:00
2024-08-30 12:00
2024-08-30 13:00
2024-08-30 14:00
2024-08-30 15:00
2024-08-30 16:00
2024-08-30 17:00
2024-08-30 18:00
2024-08-30 19:00
2024-08-30 20:00
2024-08-30 21:00
2024-08-30 22:00
2024-08-30 23:00
2024-08-31
2024-08-31 01:00
2024-08-31 02:00
2024-08-31 03:00
2024-08-31 04:00
2024-08-31 05:00
2024-08-31 06:00
2024-08-31 07:00
2024-08-31 08:00
2024-08-31 09:00
2024-08-31 10:00
2024-08-31 11:00
2024-08-31 12:00
2024-08-31 13:00
2024-08-31 14:00
2024-08-31 15:00
2024-08-31 16:00
2024-08-31 17:00
2024-08-31 18:00
2024-08-31 19:00
2024-08-31 20:00
2024-08-31 21:00
2024-08-31 22:00
2024-08-31 23:00
2024-09-01
2024-09-01 01:00
2024-09-01 02:00
2024-09-01 03:00
2024-09-01 04:00
2024-09-01 05:00
2024-09-01 06:00
2024-09-01 07:00
2024-09-01 08:00
2024-09-01 09:00
2024-09-01 10:00
2024-09-01 11:00
2024-09-01 12:00
2024-09-01 13:00
2024-09-01 14:00
2024-09-01 15:00
2024-09-01 16:00
2024-09-01 17:00
2024-09-01 18:00
2024-09-01 19:00
2024-09-01 20:00
2024-09-01 21:00
2024-09-01 22:00
2024-09-01 23:00
2024-09-02
2024-09-02 01:00
2024-09-02 02:00
2024-09-02 03:00
2024-09-02 04:00
2024-09-02 05:00
2024-09-02 06:00
2024-09-02 07:00
2024-09-02 08:00
2024-09-02 09:00
2024-09-02 10:00
2024-09-02 11:00
2024-09-02 12:00
2024-09-02 13:00
2024-09-02 14:00
2024-09-02 15:00
2024-09-02 16:00
2024-09-02 17:00
2024-09-02 18:00
2024-09-02 19:00
2024-09-02 20:00
2024-09-02 21:00
2024-09-02 22:00
2024-09-02 23:00
2024-09-03
2024-09-03 01:00
2024-09-03 02:00
2024-09-03 03:00
2024-09-03 04:00
2024-09-03 05:00
2024-09-03 06:00
2024-09-03 07:00
2024-09-03 08:00
2024-09-03 09:00
2024-09-03 10:00
2024-09-03 11:00
2024-09-03 12:00
2024-09-03 13:00
2024-09-03 14:00
2024-09-03 15:00
2024-09-03 16:00
2024-09-03 17:00
2024-09-03 18:00
2024-09-03 19:00
2024-09-03 20:00
2024-09-03 21:00
2024-09-03 22:00
2024-09-03 23:00
2024-09-04
2024-09-04 01:00
2024-09-04 02:00
2024-09-04 03:00
2024-09-04 04:00
2024-09-04 05:00
2024-09-04 06:00
2024-09-04 07:00
2024-09-04 08:00
2024-09-04 09:00
2024-09-04 10:00
2024-09-04 11:00
2024-09-04 12:00
2024-09-04 13:00
2024-09-04 14:00
2024-09-04 15:00
2024-09-04 16:00
2024-09-04 17:00
2024-09-04 18:00
2024-09-04 19:00
2024-09-04 20:00
2024-09-04 21:00
2024-09-04 22:00
2024-09-04 23:00
2024-09-05
2024-09-05 01:00
2024-09-05 02:00
2024-09-05 03:00
2024-09-05 04:00
2024-09-05 05:00
2024-09-05 06:00
2024-09-05 07:00
2024-09-05 08:00
2024-09-05 09:00
2024-09-05 10:00
2024-09-05 11:00
2024-09-05 12:00
2024-09-05 13:00
2024-09-05 14:00
2024-09-05 15:00
2024-09-05 16:00
2024-09-05 17:00
2024-09-05 18:00
2024-09-05 19:00
2024-09-05 20:00
2024-09-05 21:00
2024-09-05 22:00
2024-09-05 23:00
2024-09-06
2024-09-06 01:00
2024-09-06 02:00
2024-09-06 03:00
2024-09-06 04:00
2024-09-06 05:00
2024-09-06 06:00
2024-09-06 07:00
2024-09-06 08:00
2024-09-06 09:00
2024-09-06 10:00
2024-09-06 11:00
2024-09-06 12:00
2024-09-06 13:00
2024-09-06 14:00
2024-09-06 15:00
2024-09-06 16:00
2024-09-06 17:00
2024-09-06 18:00
2024-09-06 19:00
2024-09-06 20:00
2024-09-06 21:00
2024-09-06 22:00
2024-09-06 23:00
2024-09-07
2024-09-07 01:00
2024-09-07 02:00
2024-09-07 03:00
2024-09-07 04:00
2024-09-07 05:00
2024-09-07 06:00
2024-09-07 07:00
2024-09-07 08:00
2024-09-07 09:00
2024-09-07 10:00
2024-09-07 11:00
2024-09-07 12:00
2024-09-07 13:00
2024-09-07 14:00
2024-09-07 15:00
2024-09-07 16:00
2024-09-07 17:00
2024-09-07 18:00
2024-09-07 19:00
2024-09-07 20:00
2024-09-07 21:00
2024-09-07 22:00
2024-09-07 23:00
2024-09-08
2024-09-08 01:00
2024-09-08 02:00
2024-09-08 03:00
2024-09-08 04:00
2024-09-08 05:00
2024-09-08 06:00
2024-09-08 07:00
2024-09-08 08:00
2024-09-08 09:00
2024-09-08 10:00
2024-09-08 11:00
2024-09-08 12:00
2024-09-08 13:00
2024-09-08 14:00
2024-09-08 15:00
2024-09-08 16:00
2024-09-08 17:00
2024-09-08 18:00
2024-09-08 19:00
2024-09-08 20:00
2024-09-08 21:00
2024-09-08 22:00
2024-09-08 23:00
2024-09-09
2024-09-09 01:00
2024-09-09 02:00
2024-09-09 03:00
2024-09-09 04:00
2024-09-09 05:00
2024-09-09 06:00
2024-09-09 07:00
2024-09-09 08:00
2024-09-09 09:00
2024-09-09 10:00
2024-09-09 11:00
2024-09-09 12:00
2024-09-09 13:00
2024-09-09 14:00
2024-09-09 15:00
2024-09-09 16:00
2024-09-09 17:00
2024-09-09 18:00
2024-09-09 19:00
2024-09-09 20:00
2024-09-09 21:00
2024-09-09 22:00
2024-09-09 23:00
2024-09-10
2024-09-10 01:00
2024-09-10 02:00
2024-09-10 03:00
2024-09-10 04:00
2024-09-10 05:00
2024-09-10 06:00
2024-09-10 07:00
2024-09-10 08:00
2024-09-10 09:00
2024-09-10 10:00
2024-09-10 11:00
2024-09-10 12:00
2024-09-10 13:00
2024-09-10 14:00
2024-09-10 15:00
2024-09-10 16:00
2024-09-10 17:00
2024-09-10 18:00
2024-09-10 19:00
2024-09-10 20:00
2024-09-10 21:00
2024-09-10 22:00
2024-09-10 23:00
2024-09-11
2024-09-11 01:00
2024-09-11 02:00
2024-09-11 03:00
2024-09-11 04:00
2024-09-11 05:00
2024-09-11 06:00
2024-09-11 07:00
2024-09-11 08:00
2024-09-11 09:00
2024-09-11 10:00
2024-09-11 11:00
2024-09-11 12:00
2024-09-11 13:00
2024-09-11 14:00
2024-09-11 15:00
2024-09-11 16:00
2024-09-11 17:00
2024-09-11 18:00
2024-09-11 19:00
2024-09-11 20:00
2024-09-11 21:00
2024-09-11 22:00
2024-09-11 23:00
2024-09-12
2024-09-12 01:00
2024-09-12 02:00
2024-09-12 03:00
2024-09-12 04:00
2024-09-12 05:00
2024-09-12 06:00
2024-09-12 07:00
2024-09-12 08:00
2024-09-12 09:00
2024-09-12 10:00
2024-09-12 11:00
2024-09-12 12:00
2024-09-12 13:00
2024-09-12 14:00
2024-09-12 15:00
2024-09-12 16:00
2024-09-12 17:00
2024-09-12 18:00
2024-09-12 19:00
2024-09-12 20:00
2024-09-12 21:00
2024-09-12 22:00
2024-09-12 23:00
2024-09-13
2024-09-13 01:00
2024-09-13 02:00
2024-09-13 03:00
2024-09-13 04:00
2024-09-13 05:00
2024-09-13 06:00
2024-09-13 07:00
2024-09-13 08:00
2024-09-13 09:00
2024-09-13 10:00
2024-09-13 11:00
2024-09-13 12:00
2024-09-13 13:00
2024-09-13 14:00
2024-09-13 15:00
2024-09-13 16:00
2024-09-13 17:00
2024-09-13 18:00
2024-09-13 19:00
2024-09-13 20:00
2024-09-13 21:00
2024-09-13 22:00
2024-09-13 23:00
2024-09-14
2024-09-14 01:00
2024-09-14 02:00
2024-09-14 03:00
2024-09-14 04:00
2024-09-14 05:00
2024-09-14 06:00
2024-09-14 07:00
2024-09-14 08:00
2024-09-14 09:00
2024-09-14 10:00
2024-09-14 11:00
2024-09-14 12:00
2024-09-14 13:00
2024-09-14 14:00
2024-09-14 15:00
2024-09-14 16:00
2024-09-14 17:00
2024-09-14 18:00
2024-09-14 19:00
2024-09-14 20:00
2024-09-14 21:00
2024-09-14 22:00
2024-09-14 23:00
2024-09-15
2024-09-15 01:00
2024-09-15 02:00
2024-09-15 03:00
2024-09-15 04:00
2024-09-15 05:00
2024-09-15 06:00
2024-09-15 07:00
2024-09-15 08:00
2024-09-15 09:00
2024-09-15 10:00
2024-09-15 11:00
2024-09-15 12:00
2024-09-15 13:00
2024-09-15 14:00
2024-09-15 15:00
2024-09-15 16:00
2024-09-15 17:00
2024-09-15 18:00
2024-09-15 19:00
2024-09-15 20:00
2024-09-15 21:00
2024-09-15 22:00
2024-09-15 23:00
2024-09-16
2024-09-16 01:00
2024-09-16 02:00
2024-09-16 03:00
2024-09-16 04:00
2024-09-16 05:00
2024-09-16 06:00
2024-09-16 07:00
2024-09-16 08:00
2024-09-16 09:00
2024-09-16 10:00
2024-09-16 11:00
2024-09-16 12:00
2024-09-16 13:00
2024-09-16 14:00
2024-09-16 15:00
2024-09-16 16:00
2024-09-16 17:00
2024-09-16 18:00
2024-09-16 19:00
2024-09-16 20:00
2024-09-16 21:00
2024-09-16 22:00
2024-09-16 23:00
2024-09-17
2024-09-17 01:00
2024-09-17 02:00
2024-09-17 03:00
2024-09-17 04:00
2024-09-17 05:00
2024-09-17 06:00
2024-09-17 07:00
2024-09-17 08:00
2024-09-17 09:00
2024-09-17 10:00
2024-09-17 11:00
2024-09-17 12:00
2024-09-17 13:00
2024-09-17 14:00
2024-09-17 15:00
2024-09-17 16:00
2024-09-17 17:00
2024-09-17 18:00
2024-09-17 19:00
2024-09-17 20:00
2024-09-17 21:00
2024-09-17 22:00
2024-09-17 23:00
2024-09-18
2024-09-18 01:00
2024-09-18 02:00
2024-09-18 03:00
2024-09-18 04:00
2024-09-18 05:00
2024-09-18 06:00
2024-09-18 07:00
2024-09-18 08:00
2024-09-18 09:00
2024-09-18 10:00
2024-09-18 11:00
2024-09-18 12:00
2024-09-18 13:00
2024-09-18 14:00
2024-09-18 15:00
2024-09-18 16:00
2024-09-18 17:00
2024-09-18 18:00
2024-09-18 19:00
2024-09-18 20:00
2024-09-18 21:00
2024-09-18 22:00
2024-09-18 23:00
2024-09-19
2024-09-19 01:00
2024-09-19 02:00
2024-09-19 03:00
2024-09-19 04:00
2024-09-19 05:00
2024-09-19 06:00
2024-09-19 07:00
2024-09-19 08:00
2024-09-19 09:00
2024-09-19 10:00
2024-09-19 11:00
2024-09-19 12:00
2024-09-19 13:00
2024-09-19 14:00
2024-09-19 15:00
2024-09-19 16:00
2024-09-19 17:00
2024-09-19 18:00
2024-09-19 19:00
2024-09-19 20:00
2024-09-19 21:00
2024-09-19 22:00
2024-09-19 23:00
2024-09-20
2024-09-20 01:00
2024-09-20 02:00
2024-09-20 03:00
2024-09-20 04:00
2024-09-20 05:00
2024-09-20 06:00
2024-09-20 07:00
2024-09-20 08:00
2024-09-20 09:00
2024-09-20 10:00
2024-09-20 11:00
2024-09-20 12:00
2024-09-20 13:00
2024-09-20 14:00
2024-09-20 15:00
2024-09-20 16:00
2024-09-20 17:00
2024-09-20 18:00
2024-09-20 19:00
2024-09-20 20:00
2024-09-20 21:00
2024-09-20 22:00
2024-09-20 23:00
2024-09-21
2024-09-21 01:00
2024-09-21 02:00
2024-09-21 03:00
2024-09-21 04:00
2024-09-21 05:00
2024-09-21 06:00
2024-09-21 07:00
2024-09-21 08:00
2024-09-21 09:00
2024-09-21 10:00
2024-09-21 11:00
2024-09-21 12:00
2024-09-21 13:00
2024-09-21 14:00
2024-09-21 15:00
2024-09-21 16:00
2024-09-21 17:00
2024-09-21 18:00
2024-09-21 19:00
2024-09-21 20:00
2024-09-21 21:00
2024-09-21 22:00
2024-09-21 23:00
2024-09-22
2024-09-22 01:00
2024-09-22 02:00
2024-09-22 03:00
2024-09-22 04:00
2024-09-22 05:00
2024-09-22 06:00
2024-09-22 07:00
2024-09-22 08:00
2024-09-22 09:00
2024-09-22 10:00
2024-09-22 11:00
2024-09-22 12:00
2024-09-22 13:00
2024-09-22 14:00
2024-09-22 15:00
2024-09-22 16:00
2024-09-22 17:00
2024-09-22 18:00
2024-09-22 19:00
2024-09-22 20:00
2024-09-22 21:00
2024-09-22 22:00
2024-09-22 23:00
2024-09-23
2024-09-23 01:00
2024-09-23 02:00
2024-09-23 03:00
2024-09-23 04:00
2024-09-23 05:00
2024-09-23 06:00
2024-09-23 07:00
2024-09-23 08:00
2024-09-23 09:00
2024-09-23 10:00
2024-09-23 11:00
2024-09-23 12:00
2024-09-23 13:00
2024-09-23 14:00
2024-09-23 15:00
2024-09-23 16:00
2024-09-23 17:00
2024-09-23 18:00
2024-09-23 19:00
2024-09-23 20:00
2024-09-23 21:00
2024-09-23 22:00
2024-09-23 23:00
2024-09-24
2024-09-24 01:00
2024-09-24 02:00
2024-09-24 03:00
2024-09-24 04:00
2024-09-24 05:00
2024-09-24 06:00
2024-09-24 07:00
2024-09-24 08:00
2024-09-24 09:00
2024-09-24 10:00
2024-09-24 11:00
2024-09-24 12:00
2024-09-24 13:00
2024-09-24 14:00
2024-09-24 15:00
2024-09-24 16:00
2024-09-24 17:00
2024-09-24 18:00
2024-09-24 19:00
2024-09-24 20:00
2024-09-24 21:00
2024-09-24 22:00
2024-09-24 23:00
2024-09-25
2024-09-25 01:00
2024-09-25 02:00
2024-09-25 03:00
2024-09-25 04:00
2024-09-25 05:00
2024-09-25 06:00
2024-09-25 07:00
2024-09-25 08:00
2024-09-25 09:00
2024-09-25 10:00
2024-09-25 11:00
2024-09-25 12:00
2024-09-25 13:00
2024-09-25 14:00
2024-09-25 15:00
2024-09-25 16:00
2024-09-25 17:00
2024-09-25 18:00
2024-09-25 19:00
2024-09-25 20:00
2024-09-25 21:00
2024-09-25 22:00
2024-09-25 23:00
2024-09-26
2024-09-26 01:00
2024-09-26 02:00
2024-09-26 03:00
2024-09-26 04:00
2024-09-26 05:00
2024-09-26 06:00
2024-09-26 07:00
2024-09-26 08:00
2024-09-26 09:00
2024-09-26 10:00
2024-09-26 11:00
2024-09-26 12:00
2024-09-26 13:00
2024-09-26 14:00
2024-09-26 15:00
2024-09-26 16:00
2024-09-26 17:00
2024-09-26 18:00
2024-09-26 19:00
2024-09-26 20:00
2024-09-26 21:00
2024-09-26 22:00
2024-09-26 23:00
2024-09-27
2024-09-27 01:00
2024-09-27 02:00
2024-09-27 03:00
2024-09-27 04:00
2024-09-27 05:00
2024-09-27 06:00
2024-09-27 07:00
2024-09-27 08:00
2024-09-27 09:00
2024-09-27 10:00
2024-09-27 11:00
2024-09-27 12:00
2024-09-27 13:00
2024-09-27 14:00
2024-09-27 15:00
2024-09-27 16:00
2024-09-27 17:00
2024-09-27 18:00
2024-09-27 19:00
2024-09-27 20:00
2024-09-27 21:00
2024-09-27 22:00
2024-09-27 23:00
2024-09-28
2024-09-28 01:00
2024-09-28 02:00
2024-09-28 03:00
2024-09-28 04:00
2024-09-28 05:00
2024-09-28 06:00
2024-09-28 07:00
2024-09-28 08:00
2024-09-28 09:00
2024-09-28 10:00
2024-09-28 11:00
2024-09-28 12:00
2024-09-28 13:00
2024-09-28 14:00
2024-09-28 15:00
2024-09-28 16:00
2024-09-28 17:00
2024-09-28 18:00
2024-09-28 19:00
2024-09-28 20:00
2024-09-28 21:00
2024-09-28 22:00
2024-09-28 23:00
2024-09-29
2024-09-29 01:00
2024-09-29 02:00
2024-09-29 03:00
2024-09-29 04:00
2024-09-29 05:00
2024-09-29 06:00
2024-09-29 07:00
2024-09-29 08:00
2024-09-29 09:00
2024-09-29 10:00
2024-09-29 11:00
2024-09-29 12:00
2024-09-29 13:00
2024-09-29 14:00
2024-09-29 15:00
2024-09-29 16:00
2024-09-29 17:00
2024-09-29 18:00
2024-09-29 19:00
2024-09-29 20:00
2024-09-29 21:00
2024-09-29 22:00
2024-09-29 23:00
2024-09-30
2024-09-30 01:00
2024-09-30 02:00
2024-09-30 03:00
2024-09-30 04:00
2024-09-30 05:00
2024-09-30 06:00
2024-09-30 07:00
2024-09-30 08:00
2024-09-30 09:00
2024-09-30 10:00
2024-09-30 11:00
2024-09-30 12:00
2024-09-30 13:00
2024-09-30 14:00
2024-09-30 15:00
2024-09-30 16:00
2024-09-30 17:00
2024-09-30 18:00
2024-09-30 19:00
2024-09-30 20:00
2024-09-30 21:00
2024-09-30 22:00
2024-09-30 23:00
2024-10-01
2024-10-01 01:00
2024-10-01 02:00
2024-10-01 03:00
2024-10-01 04:00
2024-10-01 05:00
2024-10-01 06:00
2024-10-01 07:00
2024-10-01 08:00
2024-10-01 09:00
2024-10-01 10:00
2024-10-01 11:00
2024-10-01 12:00
2024-10-01 13:00
2024-10-01 14:00
2024-10-01 15:00
2024-10-01 16:00
2024-10-01 17:00
2024-10-01 18:00
2024-10-01 19:00
2024-10-01 20:00
2024-10-01 21:00
2024-10-01 22:00
2024-10-01 23:00
2024-10-02
2024-10-02 01:00
2024-10-02 02:00
2024-10-02 03:00
2024-10-02 04:00
2024-10-02 05:00
2024-10-02 06:00
2024-10-02 07:00
2024-10-02 08:00
2024-10-02 09:00
2024-10-02 10:00
2024-10-02 11:00
2024-10-02 12:00
2024-10-02 13:00
2024-10-02 14:00
2024-10-02 15:00
2024-10-02 16:00
2024-10-02 17:00
2024-10-02 18:00
2024-10-02 19:00
2024-10-02 20:00
2024-10-02 21:00
2024-10-02 22:00
2024-10-02 23:00
2024-10-03
2024-10-03 01:00
2024-10-03 02:00
2024-10-03 03:00
2024-10-03 04:00
2024-10-03 05:00
2024-10-03 06:00
2024-10-03 07:00
2024-10-03 08:00
2024-10-03 09:00
2024-10-03 10:00
2024-10-03 11:00
2024-10-03 12:00
2024-10-03 13:00
2024-10-03 14:00
2024-10-03 15:00
2024-10-03 16:00
2024-10-03 17:00
2024-10-03 18:00
2024-10-03 19:00
2024-10-03 20:00
2024-10-03 21:00
2024-10-03 22:00
2024-10-03 23:00
2024-10-04
2024-10-04 01:00
2024-10-04 02:00
2024-10-04 03:00
2024-10-04 04:00
2024-10-04 05:00
2024-10-04 06:00
2024-10-04 07:00
2024-10-04 08:00
2024-10-04 09:00
2024-10-04 10:00
2024-10-04 11:00
2024-10-04 12:00
2024-10-04 13:00
2024-10-04 14:00
2024-10-04 15:00
2024-10-04 16:00
2024-10-04 17:00
2024-10-04 18:00
2024-10-04 19:00
2024-10-04 20:00
2024-10-04 21:00
2024-10-04 22:00
2024-10-04 23:00
2024-10-05
2024-10-05 01:00
2024-10-05 02:00
2024-10-05 03:00
2024-10-05 04:00
2024-10-05 05:00
2024-10-05 06:00
2024-10-05 07:00
2024-10-05 08:00
2024-10-05 09:00
2024-10-05 10:00
2024-10-05 11:00
2024-10-05 12:00
2024-10-05 13:00
2024-10-05 14:00
2024-10-05 15:00
2024-10-05 16:00
2024-10-05 17:00
2024-10-05 18:00
2024-10-05 19:00
2024-10-05 20:00
2024-10-05 21:00
2024-10-05 22:00
2024-10-05 23:00
2024-10-06
2024-10-06 01:00
2024-10-06 02:00
2024-10-06 03:00
2024-10-06 04:00
2024-10-06 05:00
2024-10-06 06:00
2024-10-06 07:00
2024-10-06 08:00
2024-10-06 09:00
2024-10-06 10:00
2024-10-06 11:00
2024-10-06 12:00
2024-10-06 13:00
2024-10-06 14:00
2024-10-06 15:00
2024-10-06 16:00
2024-10-06 17:00
2024-10-06 18:00
2024-10-06 19:00
2024-10-06 20:00
2024-10-06 21:00
2024-10-06 22:00
2024-10-06 23:00
2024-10-07
2024-10-07 01:00
2024-10-07 02:00
2024-10-07 03:00
2024-10-07 04:00
2024-10-07 05:00
2024-10-07 06:00
2024-10-07 07:00
2024-10-07 08:00
2024-10-07 09:00
2024-10-07 10:00
2024-10-07 11:00
2024-10-07 12:00
2024-10-07 13:00
2024-10-07 14:00
2024-10-07 15:00
2024-10-07 16:00
2024-10-07 17:00
2024-10-07 18:00
2024-10-07 19:00
2024-10-07 20:00
2024-10-07 21:00
2024-10-07 22:00
2024-10-07 23:00
2024-10-08
2024-10-08 01:00
2024-10-08 02:00
2024-10-08 03:00
2024-10-08 04:00
2024-10-08 05:00
2024-10-08 06:00
2024-10-08 07:00
2024-10-08 08:00
2024-10-08 09:00
2024-10-08 10:00
2024-10-08 11:00
2024-10-08 12:00
2024-10-08 13:00
2024-10-08 14:00
2024-10-08 15:00
2024-10-08 16:00
2024-10-08 17:00
2024-10-08 18:00
2024-10-08 19:00
2024-10-08 20:00
2024-10-08 21:00
2024-10-08 22:00
2024-10-08 23:00
2024-10-09
2024-10-09 01:00
2024-10-09 02:00
2024-10-09 03:00
2024-10-09 04:00
2024-10-09 05:00
2024-10-09 06:00
2024-10-09 07:00
2024-10-09 08:00
2024-10-09 09:00
2024-10-09 10:00
2024-10-09 11:00
2024-10-09 12:00
2024-10-09 13:00
2024-10-09 14:00
2024-10-09 15:00
2024-10-09 16:00
2024-10-09 17:00
2024-10-09 18:00
2024-10-09 19:00
2024-10-09 20:00
2024-10-09 21:00
2024-10-09 22:00
2024-10-09 23:00
2024-10-10
2024-10-10 01:00
2024-10-10 02:00
2024-10-10 03:00
2024-10-10 04:00
2024-10-10 05:00
2024-10-10 06:00
2024-10-10 07:00
2024-10-10 08:00
2024-10-10 09:00
2024-10-10 10:00
2024-10-10 11:00
2024-10-10 12:00
2024-10-10 13:00
2024-10-10 14:00
2024-10-10 15:00
2024-10-10 16:00
2024-10-10 17:00
2024-10-10 18:00
2024-10-10 19:00
2024-10-10 20:00
2024-10-10 21:00
2024-10-10 22:00
2024-10-10 23:00
2024-10-11
2024-10-11 01:00
2024-10-11 02:00
2024-10-11 03:00
2024-10-11 04:00
2024-10-11 05:00
2024-10-11 06:00
2024-10-11 07:00
2024-10-11 08:00
2024-10-11 09:00
2024-10-11 10:00
2024-10-11 11:00
2024-10-11 12:00
2024-10-11 13:00
2024-10-11 14:00
2024-10-11 15:00
2024-10-11 16:00
2024-10-11 17:00
2024-10-11 18:00
2024-10-11 19:00
2024-10-11 20:00
2024-10-11 21:00
2024-10-11 22:00
2024-10-11 23:00
2024-10-12
2024-10-12 01:00
2024-10-12 02:00
2024-10-12 03:00
2024-10-12 04:00
2024-10-12 05:00
2024-10-12 06:00
2024-10-12 07:00
2024-10-12 08:00
2024-10-12 09:00
2024-10-12 10:00
2024-10-12 11:00
2024-10-12 12:00
2024-10-12 13:00
2024-10-12 14:00
2024-10-12 15:00
2024-10-12 16:00
2024-10-12 17:00
2024-10-12 18:00
2024-10-12 19:00
2024-10-12 20:00
2024-10-12 21:00
2024-10-12 22:00
2024-10-12 23:00
2024-10-13
2024-10-13 01:00
2024-10-13 02:00
2024-10-13 03:00
2024-10-13 04:00
2024-10-13 05:00
2024-10-13 06:00
2024-10-13 07:00
2024-10-13 08:00
2024-10-13 09:00
2024-10-13 10:00
2024-10-13 11:00
2024-10-13 12:00
2024-10-13 13:00
2024-10-13 14:00
2024-10-13 15:00
2024-10-13 16:00
2024-10-13 17:00
2024-10-13 18:00
2024-10-13 19:00
2024-10-13 20:00
2024-10-13 21:00
2024-10-13 22:00
2024-10-13 23:00
2024-10-14
2024-10-14 01:00
2024-10-14 02:00
2024-10-14 03:00
2024-10-14 04:00
2024-10-14 05:00
2024-10-14 06:00
2024-10-14 07:00
2024-10-14 08:00
2024-10-14 09:00
2024-10-14 10:00
2024-10-14 11:00
2024-10-14 12:00
2024-10-14 13:00
2024-10-14 14:00
2024-10-14 15:00
2024-10-14 16:00
2024-10-14 17:00
2024-10-14 18:00
2024-10-14 19:00
2024-10-14 20:00
2024-10-14 21:00
2024-10-14 22:00
2024-10-14 23:00
2024-10-15
2024-10-15 01:00
2024-10-15 02:00
2024-10-15 03:00
2024-10-15 04:00
2024-10-15 05:00
2024-10-15 06:00
2024-10-15 07:00
2024-10-15 08:00
2024-10-15 09:00
2024-10-15 10:00
2024-10-15 11:00
2024-10-15 12:00
2024-10-15 13:00
2024-10-15 14:00
2024-10-15 15:00
2024-10-15 16:00
2024-10-15 17:00
2024-10-15 18:00
2024-10-15 19:00
2024-10-15 20:00
2024-10-15 21:00
2024-10-15 22:00
2024-10-15 23:00
2024-10-16
2024-10-16 01:00
2024-10-16 02:00
2024-10-16 03:00
2024-10-16 04:00
2024-10-16 05:00
2024-10-16 06:00
2024-10-16 07:00
2024-10-16 08:00
2024-10-16 09:00
2024-10-16 10:00
2024-10-16 11:00
2024-10-16 12:00
2024-10-16 13:00
2024-10-16 14:00
2024-10-16 15:00
2024-10-16 16:00
2024-10-16 17:00
2024-10-16 18:00
2024-10-16 19:00
2024-10-16 20:00
2024-10-16 21:00
2024-10-16 22:00
2024-10-16 23:00
2024-10-17
2024-10-17 01:00
2024-10-17 02:00
2024-10-17 03:00
2024-10-17 04:00
2024-10-17 05:00
2024-10-17 06:00
2024-10-17 07:00
2024-10-17 08:00
2024-10-17 09:00
2024-10-17 10:00
2024-10-17 11:00
2024-10-17 12:00
2024-10-17 13:00
2024-10-17 14:00
2024-10-17 15:00
2024-10-17 16:00
2024-10-17 17:00
2024-10-17 18:00
2024-10-17 19:00
2024-10-17 20:00
2024-10-17 21:00
2024-10-17 22:00
2024-10-17 23:00
2024-10-18
2024-10-18 01:00
2024-10-18 02:00
2024-10-18 03:00
2024-10-18 04:00
2024-10-18 05:00
2024-10-18 06:00
2024-10-18 07:00
2024-10-18 08:00
2024-10-18 09:00
2024-10-18 10:00
2024-10-18 11:00
2024-10-18 12:00
2024-10-18 13:00
2024-10-18 14:00
2024-10-18 15:00
2024-10-18 16:00
2024-10-18 17:00
2024-10-18 18:00
2024-10-18 19:00
2024-10-18 20:00
2024-10-18 21:00
2024-10-18 22:00
2024-10-18 23:00
2024-10-19
2024-10-19 01:00
2024-10-19 02:00
2024-10-19 03:00
2024-10-19 04:00
2024-10-19 05:00
2024-10-19 06:00
2024-10-19 07:00
2024-10-19 08:00
2024-10-19 09:00
2024-10-19 10:00
2024-10-19 11:00
2024-10-19 12:00
2024-10-19 13:00
2024-10-19 14:00
2024-10-19 15:00
2024-10-19 16:00
2024-10-19 17:00
2024-10-19 18:00
2024-10-19 19:00
2024-10-19 20:00
2024-10-19 21:00
2024-10-19 22:00
2024-10-19 23:00
2024-10-20
2024-10-20 01:00
2024-10-20 02:00
2024-10-20 03:00
2024-10-20 04:00
2024-10-20 05:00
2024-10-20 06:00
2024-10-20 07:00
2024-10-20 08:00
2024-10-20 09:00
2024-10-20 10:00
2024-10-20 11:00
2024-10-20 12:00
2024-10-20 13:00
2024-10-20 14:00
2024-10-20 15:00
2024-10-20 16:00
2024-10-20 17:00
2024-10-20 18:00
2024-10-20 19:00
2024-10-20 20:00
2024-10-20 21:00
2024-10-20 22:00
2024-10-20 23:00
2024-10-21
2024-10-21 01:00
2024-10-21 02:00
2024-10-21 03:00
2024-10-21 04:00
2024-10-21 05:00
2024-10-21 06:00
2024-10-21 07:00
2024-10-21 08:00
2024-10-21 09:00
2024-10-21 10:00
2024-10-21 11:00
2024-10-21 12:00
2024-10-21 13:00
2024-10-21 14:00
2024-10-21 15:00
2024-10-21 16:00
2024-10-21 17:00
2024-10-21 18:00
2024-10-21 19:00
2024-10-21 20:00
2024-10-21 21:00
2024-10-21 22:00
2024-10-21 23:00
2024-10-22
2024-10-22 01:00
2024-10-22 02:00
2024-10-22 03:00
2024-10-22 04:00
2024-10-22 05:00
2024-10-22 06:00
2024-10-22 07:00
2024-10-22 08:00
2024-10-22 09:00
2024-10-22 10:00
2024-10-22 11:00
2024-10-22 12:00
2024-10-22 13:00
2024-10-22 14:00
2024-10-22 15:00
2024-10-22 16:00
2024-10-22 17:00
2024-10-22 18:00
2024-10-22 19:00
2024-10-22 20:00
2024-10-22 21:00
2024-10-22 22:00
2024-10-22 23:00
2024-10-23
2024-10-23 01:00
2024-10-23 02:00
2024-10-23 03:00
2024-10-23 04:00
2024-10-23 05:00
2024-10-23 06:00
2024-10-23 07:00
2024-10-23 08:00
2024-10-23 09:00
2024-10-23 10:00
2024-10-23 11:00
2024-10-23 12:00
2024-10-23 13:00
2024-10-23 14:00
2024-10-23 15:00
2024-10-23 16:00
2024-10-23 17:00
2024-10-23 18:00
2024-10-23 19:00
2024-10-23 20:00
2024-10-23 21:00
2024-10-23 22:00
2024-10-23 23:00
2024-10-24
2024-10-24 01:00
2024-10-24 02:00
2024-10-24 03:00
2024-10-24 04:00
2024-10-24 05:00
2024-10-24 06:00
2024-10-24 07:00
2024-10-24 08:00
2024-10-24 09:00
2024-10-24 10:00
2024-10-24 11:00
2024-10-24 12:00
2024-10-24 13:00
2024-10-24 14:00
2024-10-24 15:00
2024-10-24 16:00
2024-10-24 17:00
2024-10-24 18:00
2024-10-24 19:00
2024-10-24 20:00
2024-10-24 21:00
2024-10-24 22:00
2024-10-24 23:00
2024-10-25
2024-10-25 01:00
2024-10-25 02:00
2024-10-25 03:00
2024-10-25 04:00
2024-10-25 05:00
2024-10-25 06:00
2024-10-25 07:00
2024-10-25 08:00
2024-10-25 09:00
2024-10-25 10:00
2024-10-25 11:00
2024-10-25 12:00
2024-10-25 13:00
2024-10-25 14:00
2024-10-25 15:00
2024-10-25 16:00
2024-10-25 17:00
2024-10-25 18:00
2024-10-25 19:00
2024-10-25 20:00
2024-10-25 21:00
2024-10-25 22:00
2024-10-25 23:00
2024-10-26
2024-10-26 01:00
2024-10-26 02:00
2024-10-26 03:00
2024-10-26 04:00
2024-10-26 05:00
2024-10-26 06:00
2024-10-26 07:00
2024-10-26 08:00
2024-10-26 09:00
2024-10-26 10:00
2024-10-26 11:00
2024-10-26 12:00
2024-10-26 13:00
2024-10-26 14:00
2024-10-26 15:00
2024-10-26 16:00
2024-10-26 17:00
2024-10-26 18:00
2024-10-26 19:00
2024-10-26 20:00
2024-10-26 21:00
2024-10-26 22:00
2024-10-26 23:00
2024-10-27
2024-10-27 01:00
2024-10-27 02:00
2024-10-27 03:00
2024-10-27 04:00
2024-10-27 05:00
2024-10-27 06:00
2024-10-27 07:00
2024-10-27 08:00
2024-10-27 09:00
2024-10-27 10:00
2024-10-27 11:00
2024-10-27 12:00
2024-10-27 13:00
2024-10-27 14:00
2024-10-27 15:00
2024-10-27 16:00
2024-10-27 17:00
2024-10-27 18:00
2024-10-27 19:00
2024-10-27 20:00
2024-10-27 21:00
2024-10-27 22:00
2024-10-27 23:00
2024-10-28
2024-10-28 01:00
2024-10-28 02:00
2024-10-28 03:00
2024-10-28 04:00
2024-10-28 05:00
2024-10-28 06:00
2024-10-28 07:00
2024-10-28 08:00
2024-10-28 09:00
2024-10-28 10:00
2024-10-28 11:00
2024-10-28 12:00
2024-10-28 13:00
2024-10-28 14:00
2024-10-28 15:00
2024-10-28 16:00
2024-10-28 17:00
2024-10-28 18:00
2024-10-28 19:00
2024-10-28 20:00
2024-10-28 21:00
2024-10-28 22:00
2024-10-28 23:00
2024-10-29
2024-10-29 01:00
2024-10-29 02:00
2024-10-29 03:00
2024-10-29 04:00
2024-10-29 05:00
2024-10-29 06:00
2024-10-29 07:00
2024-10-29 08:00
2024-10-29 09:00
2024-10-29 10:00
2024-10-29 11:00
2024-10-29 12:00
2024-10-29 13:00
2024-10-29 14:00
2024-10-29 15:00
2024-10-29 16:00
2024-10-29 17:00
2024-10-29 18:00
2024-10-29 19:00
2024-10-29 20:00
2024-10-29 21:00
2024-10-29 22:00
2024-10-29 23:00
2024-10-30
2024-10-30 01:00
2024-10-30 02:00
2024-10-30 03:00
2024-10-30 04:00
2024-10-30 05:00
2024-10-30 06:00
2024-10-30 07:00
2024-10-30 08:00
2024-10-30 09:00
2024-10-30 10:00
2024-10-30 11:00
2024-10-30 12:00
2024-10-30 13:00
2024-10-30 14:00
2024-10-30 15:00
2024-10-30 16:00
2024-10-30 17:00
2024-10-30 18:00
2024-10-30 19:00
2024-10-30 20:00
2024-10-30 21:00
2024-10-30 22:00
2024-10-30 23:00
2024-10-31
2024-10-31 01:00
2024-10-31 02:00
2024-10-31 03:00
2024-10-31 04:00
2024-10-31 05:00
2024-10-31 06:00
2024-10-31 07:00
2024-10-31 08:00
2024-10-31 09:00
2024-10-31 10:00
2024-10-31 11:00
2024-10-31 12:00
2024-10-31 13:00
2024-10-31 14:00
2024-10-31 15:00
2024-10-31 16:00
2024-10-31 17:00
2024-10-31 18:00
2024-10-31 19:00
2024-10-31 20:00
2024-10-31 21:00
2024-10-31 22:00
2024-10-31 23:00
2024-11-01
2024-11-01 01:00
2024-11-01 02:00
2024-11-01 03:00
2024-11-01 04:00
2024-11-01 05:00
2024-11-01 06:00
2024-11-01 07:00
2024-11-01 08:00
2024-11-01 09:00
2024-11-01 10:00
2024-11-01 11:00
2024-11-01 12:00
2024-11-01 13:00
2024-11-01 14:00
2024-11-01 15:00
2024-11-01 16:00
2024-11-01 17:00
2024-11-01 18:00
2024-11-01 19:00
2024-11-01 20:00
2024-11-01 21:00
2024-11-01 22:00
2024-11-01 23:00
2024-11-02
2024-11-02 01:00
2024-11-02 02:00
2024-11-02 03:00
2024-11-02 04:00
2024-11-02 05:00
2024-11-02 06:00
2024-11-02 07:00
2024-11-02 08:00
2024-11-02 09:00
2024-11-02 10:00
2024-11-02 11:00
2024-11-02 12:00
2024-11-02 13:00
2024-11-02 14:00
2024-11-02 15:00
2024-11-02 16:00
2024-11-02 17:00
2024-11-02 18:00
2024-11-02 19:00
2024-11-02 20:00
2024-11-02 21:00
2024-11-02 22:00
2024-11-02 23:00
2024-11-03
2024-11-03 01:00
2024-11-03 02:00
2024-11-03 03:00
2024-11-03 04:00
2024-11-03 05:00
2024-11-03 06:00
2024-11-03 07:00
2024-11-03 08:00
2024-11-03 09:00
2024-11-03 10:00
2024-11-03 11:00
2024-11-03 12:00
2024-11-03 13:00
2024-11-03 14:00
2024-11-03 15:00
2024-11-03 16:00
2024-11-03 17:00
2024-11-03 18:00
2024-11-03 19:00
2024-11-03 20:00
2024-11-03 21:00
2024-11-03 22:00
2024-11-03 23:00
2024-11-04
2024-11-04 01:00
2024-11-04 02:00
2024-11-04 03:00
2024-11-04 04:00
2024-11-04 05:00
2024-11-04 06:00
2024-11-04 07:00
2024-11-04 08:00
2024-11-04 09:00
2024-11-04 10:00
2024-11-04 11:00
2024-11-04 12:00
2024-11-04 13:00
2024-11-04 14:00
2024-11-04 15:00
2024-11-04 16:00
2024-11-04 17:00
2024-11-04 18:00
2024-11-04 19:00
2024-11-04 20:00
2024-11-04 21:00
2024-11-04 22:00
2024-11-04 23:00
2024-11-05
2024-11-05 01:00
2024-11-05 02:00
2024-11-05 03:00
2024-11-05 04:00
2024-11-05 05:00
2024-11-05 06:00
2024-11-05 07:00
2024-11-05 08:00
2024-11-05 09:00
2024-11-05 10:00
2024-11-05 11:00
2024-11-05 12:00
2024-11-05 13:00
2024-11-05 14:00
2024-11-05 15:00
2024-11-05 16:00
2024-11-05 17:00
2024-11-05 18:00
2024-11-05 19:00
2024-11-05 20:00
2024-11-05 21:00
2024-11-05 22:00
2024-11-05 23:00
2024-11-06
2024-11-06 01:00
2024-11-06 02:00
2024-11-06 03:00
2024-11-06 04:00
2024-11-06 05:00
2024-11-06 06:00
2024-11-06 07:00
2024-11-06 08:00
2024-11-06 09:00
2024-11-06 10:00
2024-11-06 11:00
2024-11-06 12:00
2024-11-06 13:00
2024-11-06 14:00
2024-11-06 15:00
2024-11-06 16:00
2024-11-06 17:00
2024-11-06 18:00
2024-11-06 19:00
2024-11-06 20:00
2024-11-06 21:00
2024-11-06 22:00
2024-11-06 23:00
2024-11-07
2024-11-07 01:00
2024-11-07 02:00
2024-11-07 03:00
2024-11-07 04:00
2024-11-07 05:00
2024-11-07 06:00
2024-11-07 07:00
2024-11-07 08:00
2024-11-07 09:00
2024-11-07 10:00
2024-11-07 11:00
2024-11-07 12:00
2024-11-07 13:00
2024-11-07 14:00
2024-11-07 15:00
2024-11-07 16:00
2024-11-07 17:00
2024-11-07 18:00
2024-11-07 19:00
2024-11-07 20:00
2024-11-07 21:00
2024-11-07 22:00
2024-11-07 23:00
2024-11-08
2024-11-08 01:00
2024-11-08 02:00
2024-11-08 03:00
2024-11-08 04:00
2024-11-08 05:00
2024-11-08 06:00
2024-11-08 07:00
2024-11-08 08:00
2024-11-08 09:00
2024-11-08 10:00
2024-11-08 11:00
2024-11-08 12:00
2024-11-08 13:00
2024-11-08 14:00
2024-11-08 15:00
2024-11-08 16:00
2024-11-08 17:00
2024-11-08 18:00
2024-11-08 19:00
2024-11-08 20:00
2024-11-08 21:00
2024-11-08 22:00
2024-11-08 23:00
2024-11-09
2024-11-09 01:00
2024-11-09 02:00
2024-11-09 03:00
2024-11-09 04:00
2024-11-09 05:00
2024-11-09 06:00
2024-11-09 07:00
2024-11-09 08:00
2024-11-09 09:00
2024-11-09 10:00
2024-11-09 11:00
2024-11-09 12:00
2024-11-09 13:00
2024-11-09 14:00
2024-11-09 15:00
2024-11-09 16:00
2024-11-09 17:00
2024-11-09 18:00
2024-11-09 19:00
2024-11-09 20:00
2024-11-09 21:00
2024-11-09 22:00
2024-11-09 23:00
2024-11-10
2024-11-10 01:00
2024-11-10 02:00
2024-11-10 03:00
2024-11-10 04:00
2024-11-10 05:00
2024-11-10 06:00
2024-11-10 07:00
2024-11-10 08:00
2024-11-10 09:00
2024-11-10 10:00
2024-11-10 11:00
2024-11-10 12:00
2024-11-10 13:00
2024-11-10 14:00
2024-11-10 15:00
2024-11-10 16:00
2024-11-10 17:00
2024-11-10 18:00
2024-11-10 19:00
2024-11-10 20:00
2024-11-10 21:00
2024-11-10 22:00
2024-11-10 23:00
2024-11-11
2024-11-11 01:00
2024-11-11 02:00
2024-11-11 03:00
2024-11-11 04:00
2024-11-11 05:00
2024-11-11 06:00
2024-11-11 07:00
2024-11-11 08:00
2024-11-11 09:00
2024-11-11 10:00
2024-11-11 11:00
2024-11-11 12:00
2024-11-11 13:00
2024-11-11 14:00
2024-11-11 15:00
2024-11-11 16:00
2024-11-11 17:00
2024-11-11 18:00
2024-11-11 19:00
2024-11-11 20:00
2024-11-11 21:00
2024-11-11 22:00
2024-11-11 23:00
2024-11-12
2024-11-12 01:00
2024-11-12 02:00
2024-11-12 03:00
2024-11-12 04:00
2024-11-12 05:00
2024-11-12 06:00
2024-11-12 07:00
2024-11-12 08:00
2024-11-12 09:00
2024-11-12 10:00
2024-11-12 11:00
2024-11-12 12:00
2024-11-12 13:00
2024-11-12 14:00
2024-11-12 15:00
2024-11-12 16:00
2024-11-12 17:00
2024-11-12 18:00
2024-11-12 19:00
2024-11-12 20:00
2024-11-12 21:00
2024-11-12 22:00
2024-11-12 23:00
2024-11-13
2024-11-13 01:00
2024-11-13 02:00
2024-11-13 03:00
2024-11-13 04:00
2024-11-13 05:00
2024-11-13 06:00
2024-11-13 07:00
2024-11-13 08:00
2024-11-13 09:00
2024-11-13 10:00
2024-11-13 11:00
2024-11-13 12:00
2024-11-13 13:00
2024-11-13 14:00
2024-11-13 15:00
2024-11-13 16:00
2024-11-13 17:00
2024-11-13 18:00
2024-11-13 19:00
2024-11-13 20:00
2024-11-13 21:00
2024-11-13 22:00
2024-11-13 23:00
2024-11-14
2024-11-14 01:00
2024-11-14 02:00
2024-11-14 03:00
2024-11-14 04:00
2024-11-14 05:00
2024-11-14 06:00
2024-11-14 07:00
2024-11-14 08:00
2024-11-14 09:00
2024-11-14 10:00
2024-11-14 11:00
2024-11-14 12:00
2024-11-14 13:00
2024-11-14 14:00
2024-11-14 15:00
2024-11-14 16:00
2024-11-14 17:00
2024-11-14 18:00
2024-11-14 19:00
2024-11-14 20:00
2024-11-14 21:00
2024-11-14 22:00
2024-11-14 23:00
2024-11-15
2024-11-15 01:00
2024-11-15 02:00
2024-11-15 03:00
2024-11-15 04:00
2024-11-15 05:00
2024-11-15 06:00
2024-11-15 07:00
2024-11-15 08:00
2024-11-15 09:00
2024-11-15 10:00
2024-11-15 11:00
2024-11-15 12:00
2024-11-15 13:00
2024-11-15 14:00
2024-11-15 15:00
2024-11-15 16:00
2024-11-15 17:00
2024-11-15 18:00
2024-11-15 19:00
2024-11-15 20:00
2024-11-15 21:00
2024-11-15 22:00
2024-11-15 23:00
2024-11-16
2024-11-16 01:00
2024-11-16 02:00
2024-11-16 03:00
2024-11-16 04:00
2024-11-16 05:00
2024-11-16 06:00
2024-11-16 07:00
2024-11-16 08:00
2024-11-16 09:00
2024-11-16 10:00
2024-11-16 11:00
2024-11-16 12:00
2024-11-16 13:00
2024-11-16 14:00
2024-11-16 15:00
2024-11-16 16:00
2024-11-16 17:00
2024-11-16 18:00
2024-11-16 19:00
2024-11-16 20:00
2024-11-16 21:00
2024-11-16 22:00
2024-11-16 23:00
2024-11-17
2024-11-17 01:00
2024-11-17 02:00
2024-11-17 03:00
2024-11-17 04:00
2024-11-17 05:00
2024-11-17 06:00
2024-11-17 07:00
2024-11-17 08:00
2024-11-17 09:00
2024-11-17 10:00
2024-11-17 11:00
2024-11-17 12:00
2024-11-17 13:00
2024-11-17 14:00
2024-11-17 15:00
2024-11-17 16:00
2024-11-17 17:00
2024-11-17 18:00
2024-11-17 19:00
2024-11-17 20:00
2024-11-17 21:00
2024-11-17 22:00
2024-11-17 23:00
2024-11-18
2024-11-18 01:00
2024-11-18 02:00
2024-11-18 03:00
2024-11-18 04:00
2024-11-18 05:00
2024-11-18 06:00
2024-11-18 07:00
2024-11-18 08:00
2024-11-18 09:00
2024-11-18 10:00
2024-11-18 11:00
2024-11-18 12:00
2024-11-18 13:00
2024-11-18 14:00
2024-11-18 15:00
2024-11-18 16:00
2024-11-18 17:00
2024-11-18 18:00
2024-11-18 19:00
2024-11-18 20:00
2024-11-18 21:00
2024-11-18 22:00
2024-11-18 23:00
2024-11-19
2024-11-19 01:00
2024-11-19 02:00
2024-11-19 03:00
2024-11-19 04:00
2024-11-19 05:00
2024-11-19 06:00
2024-11-19 07:00
2024-11-19 08:00
2024-11-19 09:00
2024-11-19 10:00
2024-11-19 11:00
2024-11-19 12:00
2024-11-19 13:00
2024-11-19 14:00
2024-11-19 15:00
2024-11-19 16:00
2024-11-19 17:00
2024-11-19 18:00
2024-11-19 19:00
2024-11-19 20:00
2024-11-19 21:00
2024-11-19 22:00
2024-11-19 23:00
2024-11-20
2024-11-20 01:00
2024-11-20 02:00
2024-11-20 03:00
2024-11-20 04:00
2024-11-20 05:00
2024-11-20 06:00
2024-11-20 07:00
2024-11-20 08:00
2024-11-20 09:00
2024-11-20 10:00
2024-11-20 11:00
2024-11-20 12:00
2024-11-20 13:00
2024-11-20 14:00
2024-11-20 15:00
2024-11-20 16:00
2024-11-20 17:00
2024-11-20 18:00
2024-11-20 19:00
2024-11-20 20:00
2024-11-20 21:00
2024-11-20 22:00
2024-11-20 23:00
2024-11-21
2024-11-21 01:00
2024-11-21 02:00
2024-11-21 03:00
2024-11-21 04:00
2024-11-21 05:00
2024-11-21 06:00
2024-11-21 07:00
2024-11-21 08:00
2024-11-21 09:00
2024-11-21 10:00
2024-11-21 11:00
2024-11-21 12:00
2024-11-21 13:00
2024-11-21 14:00
2024-11-21 15:00
2024-11-21 16:00
2024-11-21 17:00
2024-11-21 18:00
2024-11-21 19:00
2024-11-21 20:00
2024-11-21 21:00
2024-11-21 22:00
2024-11-21 23:00
2024-11-22
2024-11-22 01:00
2024-11-22 02:00
2024-11-22 03:00
2024-11-22 04:00
2024-11-22 05:00
2024-11-22 06:00
2024-11-22 07:00
2024-11-22 08:00
2024-11-22 09:00
2024-11-22 10:00
2024-11-22 11:00
2024-11-22 12:00
2024-11-22 13:00
2024-11-22 14:00
2024-11-22 15:00
2024-11-22 16:00
2024-11-22 17:00
2024-11-22 18:00
2024-11-22 19:00
2024-11-22 20:00
2024-11-22 21:00
2024-11-22 22:00
2024-11-22 23:00
2024-11-23
2024-11-23 01:00
2024-11-23 02:00
2024-11-23 03:00
2024-11-23 04:00
2024-11-23 05:00
2024-11-23 06:00
2024-11-23 07:00
2024-11-23 08:00
2024-11-23 09:00
2024-11-23 10:00
2024-11-23 11:00
2024-11-23 12:00
2024-11-23 13:00
2024-11-23 14:00
2024-11-23 15:00
2024-11-23 16:00
2024-11-23 17:00
2024-11-23 18:00
2024-11-23 19:00
2024-11-23 20:00
2024-11-23 21:00
2024-11-23 22:00
2024-11-23 23:00
2024-11-24
2024-11-24 01:00
2024-11-24 02:00
2024-11-24 03:00
2024-11-24 04:00
2024-11-24 05:00
2024-11-24 06:00
2024-11-24 07:00
2024-11-24 08:00
2024-11-24 09:00
2024-11-24 10:00
2024-11-24 11:00
2024-11-24 12:00
2024-11-24 13:00
2024-11-24 14:00
2024-11-24 15:00
2024-11-24 16:00
2024-11-24 17:00
2024-11-24 18:00
2024-11-24 19:00
2024-11-24 20:00
2024-11-24 21:00
2024-11-24 22:00
2024-11-24 23:00
2024-11-25
2024-11-25 01:00
2024-11-25 02:00
2024-11-25 03:00
2024-11-25 04:00
2024-11-25 05:00
2024-11-25 06:00
2024-11-25 07:00
2024-11-25 08:00
2024-11-25 09:00
2024-11-25 10:00
2024-11-25 11:00
2024-11-25 12:00
2024-11-25 13:00
2024-11-25 14:00
2024-11-25 15:00
2024-11-25 16:00
2024-11-25 17:00
2024-11-25 18:00
2024-11-25 19:00
2024-11-25 20:00
2024-11-25 21:00
2024-11-25 22:00
2024-11-25 23:00
2024-11-26
2024-11-26 01:00
2024-11-26 02:00
2024-11-26 03:00
2024-11-26 04:00
2024-11-26 05:00
2024-11-26 06:00
2024-11-26 07:00
2024-11-26 08:00
2024-11-26 09:00
2024-11-26 10:00
2024-11-26 11:00
2024-11-26 12:00
2024-11-26 13:00
2024-11-26 14:00
2024-11-26 15:00
2024-11-26 16:00
2024-11-26 17:00
2024-11-26 18:00
2024-11-26 19:00
2024-11-26 20:00
2024-11-26 21:00
2024-11-26 22:00
2024-11-26 23:00
2024-11-27
2024-11-27 01:00
2024-11-27 02:00
2024-11-27 03:00
2024-11-27 04:00
2024-11-27 05:00
2024-11-27 06:00
2024-11-27 07:00
2024-11-27 08:00
2024-11-27 09:00
2024-11-27 10:00
2024-11-27 11:00
2024-11-27 12:00
2024-11-27 13:00
2024-11-27 14:00
2024-11-27 15:00
2024-11-27 16:00
2024-11-27 17:00
2024-11-27 18:00
2024-11-27 19:00
2024-11-27 20:00
2024-11-27 21:00
2024-11-27 22:00
2024-11-27 23:00
2024-11-28
2024-11-28 01:00
2024-11-28 02:00
2024-11-28 03:00
2024-11-28 04:00
2024-11-28 05:00
2024-11-28 06:00
2024-11-28 07:00
2024-11-28 08:00
2024-11-28 09:00
2024-11-28 10:00
2024-11-28 11:00
2024-11-28 12:00
2024-11-28 13:00
2024-11-28 14:00
2024-11-28 15:00
2024-11-28 16:00
2024-11-28 17:00
2024-11-28 18:00
2024-11-28 19:00
2024-11-28 20:00
2024-11-28 21:00
2024-11-28 22:00
2024-11-28 23:00
2024-11-29
2024-11-29 01:00
2024-11-29 02:00
2024-11-29 03:00
2024-11-29 04:00
2024-11-29 05:00
2024-11-29 06:00
2024-11-29 07:00
2024-11-29 08:00
2024-11-29 09:00
2024-11-29 10:00
2024-11-29 11:00
2024-11-29 12:00
2024-11-29 13:00
2024-11-29 14:00
2024-11-29 15:00
2024-11-29 16:00
2024-11-29 17:00
2024-11-29 18:00
2024-11-29 19:00
2024-11-29 20:00
2024-11-29 21:00
2024-11-29 22:00
2024-11-29 23:00
2024-11-30
2024-11-30 01:00
2024-11-30 02:00
2024-11-30 03:00
2024-11-30 04:00
2024-11-30 05:00
2024-11-30 06:00
2024-11-30 07:00
2024-11-30 08:00
2024-11-30 09:00
2024-11-30 10:00
2024-11-30 11:00
2024-11-30 12:00
2024-11-30 13:00
2024-11-30 14:00
2024-11-30 15:00
2024-11-30 16:00
2024-11-30 17:00
2024-11-30 18:00
2024-11-30 19:00
2024-11-30 20:00
2024-11-30 21:00
2024-11-30 22:00
2024-11-30 23:00
2024-12-01
2024-12-01 01:00
2024-12-01 02:00
2024-12-01 03:00
2024-12-01 04:00
2024-12-01 05:00
2024-12-01 06:00
2024-12-01 07:00
2024-12-01 08:00
2024-12-01 09:00
2024-12-01 10:00
2024-12-01 11:00
2024-12-01 12:00
2024-12-01 13:00
2024-12-01 14:00
2024-12-01 15:00
2024-12-01 16:00
2024-12-01 17:00
2024-12-01 18:00
2024-12-01 19:00
2024-12-01 20:00
2024-12-01 21:00
2024-12-01 22:00
2024-12-01 23:00
2024-12-02
2024-12-02 01:00
2024-12-02 02:00
2024-12-02 03:00
2024-12-02 04:00
2024-12-02 05:00
2024-12-02 06:00
2024-12-02 07:00
2024-12-02 08:00
2024-12-02 09:00
2024-12-02 10:00
2024-12-02 11:00
2024-12-02 12:00
2024-12-02 13:00
2024-12-02 14:00
2024-12-02 15:00
2024-12-02 16:00
2024-12-02 17:00
2024-12-02 18:00
2024-12-02 19:00
2024-12-02 20:00
2024-12-02 21:00
2024-12-02 22:00
2024-12-02 23:00
2024-12-03
2024-12-03 01:00
2024-12-03 02:00
2024-12-03 03:00
2024-12-03 04:00
2024-12-03 05:00
2024-12-03 06:00
2024-12-03 07:00
2024-12-03 08:00
2024-12-03 09:00
2024-12-03 10:00
2024-12-03 11:00
2024-12-03 12:00
2024-12-03 13:00
2024-12-03 14:00
2024-12-03 15:00
2024-12-03 16:00
2024-12-03 17:00
2024-12-03 18:00
2024-12-03 19:00
2024-12-03 20:00
2024-12-03 21:00
2024-12-03 22:00
2024-12-03 23:00
2024-12-04
2024-12-04 01:00
2024-12-04 02:00
2024-12-04 03:00
2024-12-04 04:00
2024-12-04 05:00
2024-12-04 06:00
2024-12-04 07:00
2024-12-04 08:00
2024-12-04 09:00
2024-12-04 10:00
2024-12-04 11:00
2024-12-04 12:00
2024-12-04 13:00
2024-12-04 14:00
2024-12-04 15:00
2024-12-04 16:00
2024-12-04 17:00
2024-12-04 18:00
2024-12-04 19:00
2024-12-04 20:00
2024-12-04 21:00
2024-12-04 22:00
2024-12-04 23:00
2024-12-05
2024-12-05 01:00
2024-12-05 02:00
2024-12-05 03:00
2024-12-05 04:00
2024-12-05 05:00
2024-12-05 06:00
2024-12-05 07:00
2024-12-05 08:00
2024-12-05 09:00
2024-12-05 10:00
2024-12-05 11:00
2024-12-05 12:00
2024-12-05 13:00
2024-12-05 14:00
2024-12-05 15:00
2024-12-05 16:00
2024-12-05 17:00
2024-12-05 18:00
2024-12-05 19:00
2024-12-05 20:00
2024-12-05 21:00
2024-12-05 22:00
2024-12-05 23:00
2024-12-06
2024-12-06 01:00
2024-12-06 02:00
2024-12-06 03:00
2024-12-06 04:00
2024-12-06 05:00
2024-12-06 06:00
2024-12-06 07:00
2024-12-06 08:00
2024-12-06 09:00
2024-12-06 10:00
2024-12-06 11:00
2024-12-06 12:00
2024-12-06 13:00
2024-12-06 14:00
2024-12-06 15:00
2024-12-06 16:00
2024-12-06 17:00
2024-12-06 18:00
2024-12-06 19:00
2024-12-06 20:00
2024-12-06 21:00
2024-12-06 22:00
2024-12-06 23:00
2024-12-07
2024-12-07 01:00
2024-12-07 02:00
2024-12-07 03:00
2024-12-07 04:00
2024-12-07 05:00
2024-12-07 06:00
2024-12-07 07:00
2024-12-07 08:00
2024-12-07 09:00
2024-12-07 10:00
2024-12-07 11:00
2024-12-07 12:00
2024-12-07 13:00
2024-12-07 14:00
2024-12-07 15:00
2024-12-07 16:00
2024-12-07 17:00
2024-12-07 18:00
2024-12-07 19:00
2024-12-07 20:00
2024-12-07 21:00
2024-12-07 22:00
2024-12-07 23:00
2024-12-08
2024-12-08 01:00
2024-12-08 02:00
2024-12-08 03:00
2024-12-08 04:00
2024-12-08 05:00
2024-12-08 06:00
2024-12-08 07:00
2024-12-08 08:00
2024-12-08 09:00
2024-12-08 10:00
2024-12-08 11:00
2024-12-08 12:00
2024-12-08 13:00
2024-12-08 14:00
2024-12-08 15:00
2024-12-08 16:00
2024-12-08 17:00
2024-12-08 18:00
2024-12-08 19:00
2024-12-08 20:00
2024-12-08 21:00
2024-12-08 22:00
2024-12-08 23:00
2024-12-09
2024-12-09 01:00
2024-12-09 02:00
2024-12-09 03:00
2024-12-09 04:00
2024-12-09 05:00
2024-12-09 06:00
2024-12-09 07:00
2024-12-09 08:00
2024-12-09 09:00
2024-12-09 10:00
2024-12-09 11:00
2024-12-09 12:00
2024-12-09 13:00
2024-12-09 14:00
2024-12-09 15:00
2024-12-09 16:00
2024-12-09 17:00
2024-12-09 18:00
2024-12-09 19:00
2024-12-09 20:00
2024-12-09 21:00
2024-12-09 22:00
2024-12-09 23:00
2024-12-10
2024-12-10 01:00
2024-12-10 02:00
2024-12-10 03:00
2024-12-10 04:00
2024-12-10 05:00
2024-12-10 06:00
2024-12-10 07:00
2024-12-10 08:00
2024-12-10 09:00
2024-12-10 10:00
2024-12-10 11:00
2024-12-10 12:00
2024-12-10 13:00
2024-12-10 14:00
2024-12-10 15:00
2024-12-10 16:00
2024-12-10 17:00
2024-12-10 18:00
2024-12-10 19:00
2024-12-10 20:00
2024-12-10 21:00
2024-12-10 22:00
2024-12-10 23:00
2024-12-11
2024-12-11 01:00
2024-12-11 02:00
2024-12-11 03:00
2024-12-11 04:00
2024-12-11 05:00
2024-12-11 06:00
2024-12-11 07:00
2024-12-11 08:00
2024-12-11 09:00
2024-12-11 10:00
2024-12-11 11:00
2024-12-11 12:00
2024-12-11 13:00
2024-12-11 14:00
2024-12-11 15:00
2024-12-11 16:00
2024-12-11 17:00
2024-12-11 18:00
2024-12-11 19:00
2024-12-11 20:00
2024-12-11 21:00
2024-12-11 22:00
2024-12-11 23:00
2024-12-12
2024-12-12 01:00
2024-12-12 02:00
2024-12-12 03:00
2024-12-12 04:00
2024-12-12 05:00
2024-12-12 06:00
2024-12-12 07:00
2024-12-12 08:00
2024-12-12 09:00
2024-12-12 10:00
2024-12-12 11:00
2024-12-12 12:00
2024-12-12 13:00
2024-12-12 14:00
2024-12-12 15:00
2024-12-12 16:00
2024-12-12 17:00
2024-12-12 18:00
2024-12-12 19:00
2024-12-12 20:00
2024-12-12 21:00
2024-12-12 22:00
2024-12-12 23:00
2024-12-13
2024-12-13 01:00
2024-12-13 02:00
2024-12-13 03:00
2024-12-13 04:00
2024-12-13 05:00
2024-12-13 06:00
2024-12-13 07:00
2024-12-13 08:00
2024-12-13 09:00
2024-12-13 10:00
2024-12-13 11:00
2024-12-13 12:00
2024-12-13 13:00
2024-12-13 14:00
2024-12-13 15:00
2024-12-13 16:00
2024-12-13 17:00
2024-12-13 18:00
2024-12-13 19:00
2024-12-13 20:00
2024-12-13 21:00
2024-12-13 22:00
2024-12-13 23:00
2024-12-14
2024-12-14 01:00
2024-12-14 02:00
2024-12-14 03:00
2024-12-14 04:00
2024-12-14 05:00
2024-12-14 06:00
2024-12-14 07:00
2024-12-14 08:00
2024-12-14 09:00
2024-12-14 10:00
2024-12-14 11:00
2024-12-14 12:00
2024-12-14 13:00
2024-12-14 14:00
2024-12-14 15:00
2024-12-14 16:00
2024-12-14 17:00
2024-12-14 18:00
2024-12-14 19:00
2024-12-14 20:00
2024-12-14 21:00
2024-12-14 22:00
2024-12-14 23:00
2024-12-15
2024-12-15 01:00
2024-12-15 02:00
2024-12-15 03:00
2024-12-15 04:00
2024-12-15 05:00
2024-12-15 06:00
2024-12-15 07:00
2024-12-15 08:00
2024-12-15 09:00
2024-12-15 10:00
2024-12-15 11:00
2024-12-15 12:00
2024-12-15 13:00
2024-12-15 14:00
2024-12-15 15:00
2024-12-15 16:00
2024-12-15 17:00
2024-12-15 18:00
2024-12-15 19:00
2024-12-15 20:00
2024-12-15 21:00
2024-12-15 22:00
2024-12-15 23:00
2024-12-16
2024-12-16 01:00
2024-12-16 02:00
2024-12-16 03:00
2024-12-16 04:00
2024-12-16 05:00
2024-12-16 06:00
2024-12-16 07:00
2024-12-16 08:00
2024-12-16 09:00
2024-12-16 10:00
2024-12-16 11:00
2024-12-16 12:00
2024-12-16 13:00
2024-12-16 14:00
2024-12-16 15:00
2024-12-16 16:00
2024-12-16 17:00
2024-12-16 18:00
2024-12-16 19:00
2024-12-16 20:00
2024-12-16 21:00
2024-12-16 22:00
2024-12-16 23:00
2024-12-17
2024-12-17 01:00
2024-12-17 02:00
2024-12-17 03:00
2024-12-17 04:00
2024-12-17 05:00
2024-12-17 06:00
2024-12-17 07:00
2024-12-17 08:00
2024-12-17 09:00
2024-12-17 10:00
2024-12-17 11:00
2024-12-17 12:00
2024-12-17 13:00
2024-12-17 14:00
2024-12-17 15:00
2024-12-17 16:00
2024-12-17 17:00
2024-12-17 18:00
2024-12-17 19:00
2024-12-17 20:00
2024-12-17 21:00
2024-12-17 22:00
2024-12-17 23:00
2024-12-18
2024-12-18 01:00
2024-12-18 02:00
2024-12-18 03:00
2024-12-18 04:00
2024-12-18 05:00
2024-12-18 06:00
2024-12-18 07:00
2024-12-18 08:00
2024-12-18 09:00
2024-12-18 10:00
2024-12-18 11:00
2024-12-18 12:00
2024-12-18 13:00
2024-12-18 14:00
2024-12-18 15:00
2024-12-18 16:00
2024-12-18 17:00
2024-12-18 18:00
2024-12-18 19:00
2024-12-18 20:00
2024-12-18 21:00
2024-12-18 22:00
2024-12-18 23:00
2024-12-19
2024-12-19 01:00
2024-12-19 02:00
2024-12-19 03:00
2024-12-19 04:00
2024-12-19 05:00
2024-12-19 06:00
2024-12-19 07:00
2024-12-19 08:00
2024-12-19 09:00
2024-12-19 10:00
2024-12-19 11:00
2024-12-19 12:00
2024-12-19 13:00
2024-12-19 14:00
2024-12-19 15:00
2024-12-19 16:00
2024-12-19 17:00
2024-12-19 18:00
2024-12-19 19:00
2024-12-19 20:00
2024-12-19 21:00
2024-12-19 22:00
2024-12-19 23:00
2024-12-20
2024-12-20 01:00
2024-12-20 02:00
2024-12-20 03:00
2024-12-20 04:00
2024-12-20 05:00
2024-12-20 06:00
2024-12-20 07:00
2024-12-20 08:00
2024-12-20 09:00
2024-12-20 10:00
2024-12-20 11:00
2024-12-20 12:00
2024-12-20 13:00
2024-12-20 14:00
2024-12-20 15:00
2024-12-20 16:00
2024-12-20 17:00
2024-12-20 18:00
2024-12-20 19:00
2024-12-20 20:00
2024-12-20 21:00
2024-12-20 22:00
2024-12-20 23:00
2024-12-21
2024-12-21 01:00
2024-12-21 02:00
2024-12-21 03:00
2024-12-21 04:00
2024-12-21 05:00
2024-12-21 06:00
2024-12-21 07:00
2024-12-21 08:00
2024-12-21 09:00
2024-12-21 10:00
2024-12-21 11:00
2024-12-21 12:00
2024-12-21 13:00
2024-12-21 14:00
2024-12-21 15:00
2024-12-21 16:00
2024-12-21 17:00
2024-12-21 18:00
2024-12-21 19:00
2024-12-21 20:00
2024-12-21 21:00
2024-12-21 22:00
2024-12-21 23:00
2024-12-22
2024-12-22 01:00
2024-12-22 02:00
2024-12-22 03:00
2024-12-22 04:00
2024-12-22 05:00
2024-12-22 06:00
2024-12-22 07:00
2024-12-22 08:00
2024-12-22 09:00
2024-12-22 10:00
2024-12-22 11:00
2024-12-22 12:00
2024-12-22 13:00
2024-12-22 14:00
2024-12-22 15:00
2024-12-22 16:00
2024-12-22 17:00
2024-12-22 18:00
2024-12-22 19:00
2024-12-22 20:00
2024-12-22 21:00
2024-12-22 22:00
2024-12-22 23:00
2024-12-23
2024-12-23 01:00
2024-12-23 02:00
2024-12-23 03:00
2024-12-23 04:00
2024-12-23 05:00
2024-12-23 06:00
2024-12-23 07:00
2024-12-23 08:00
2024-12-23 09:00
2024-12-23 10:00
2024-12-23 11:00
2024-12-23 12:00
2024-12-23 13:00
2024-12-23 14:00
2024-12-23 15:00
2024-12-23 16:00
2024-12-23 17:00
2024-12-23 18:00
2024-12-23 19:00
2024-12-23 20:00
2024-12-23 21:00
2024-12-23 22:00
2024-12-23 23:00
2024-12-24
2024-12-24 01:00
2024-12-24 02:00
2024-12-24 03:00
2024-12-24 04:00
2024-12-24 05:00
2024-12-24 06:00
2024-12-24 07:00
2024-12-24 08:00
2024-12-24 09:00
2024-12-24 10:00
2024-12-24 11:00
2024-12-24 12:00
2024-12-24 13:00
2024-12-24 14:00
2024-12-24 15:00
2024-12-24 16:00
2024-12-24 17:00
2024-12-24 18:00
2024-12-24 19:00
2024-12-24 20:00
2024-12-24 21:00
2024-12-24 22:00
2024-12-24 23:00
2024-12-25
2024-12-25 01:00
2024-12-25 02:00
2024-12-25 03:00
2024-12-25 04:00
2024-12-25 05:00
2024-12-25 06:00
2024-12-25 07:00
2024-12-25 08:00
2024-12-25 09:00
2024-12-25 10:00
2024-12-25 11:00
2024-12-25 12:00
2024-12-25 13:00
2024-12-25 14:00
2024-12-25 15:00
2024-12-25 16:00
2024-12-25 17:00
2024-12-25 18:00
2024-12-25 19:00
2024-12-25 20:00
2024-12-25 21:00
2024-12-25 22:00
2024-12-25 23:00
2024-12-26
2024-12-26 01:00
2024-12-26 02:00
2024-12-26 03:00
2024-12-26 04:00
2024-12-26 05:00
2024-12-26 06:00
2024-12-26 07:00
2024-12-26 08:00
2024-12-26 09:00
2024-12-26 10:00
2024-12-26 11:00
2024-12-26 12:00
2024-12-26 13:00
2024-12-26 14:00
2024-12-26 15:00
2024-12-26 16:00
2024-12-26 17:00
2024-12-26 18:00
2024-12-26 19:00
2024-12-26 20:00
2024-12-26 21:00
2024-12-26 22:00
2024-12-26 23:00
2024-12-27
2024-12-27 01:00
2024-12-27 02:00
2024-12-27 03:00
2024-12-27 04:00
2024-12-27 05:00
2024-12-27 06:00
2024-12-27 07:00
2024-12-27 08:00
2024-12-27 09:00
2024-12-27 10:00
2024-12-27 11:00
2024-12-27 12:00
2024-12-27 13:00
2024-12-27 14:00
2024-12-27 15:00
2024-12-27 16:00
2024-12-27 17:00
2024-12-27 18:00
2024-12-27 19:00
2024-12-27 20:00
2024-12-27 21:00
2024-12-27 22:00
2024-12-27 23:00
2024-12-28
2024-12-28 01:00
2024-12-28 02:00
2024-12-28 03:00
2024-12-28 04:00
2024-12-28 05:00
2024-12-28 06:00
2024-12-28 07:00
2024-12-28 08:00
2024-12-28 09:00
2024-12-28 10:00
2024-12-28 11:00
2024-12-28 12:00
2024-12-28 13:00
2024-12-28 14:00
2024-12-28 15:00
2024-12-28 16:00
2024-12-28 17:00
2024-12-28 18:00
2024-12-28 19:00
2024-12-28 20:00
2024-12-28 21:00
2024-12-28 22:00
2024-12-28 23:00
2024-12-29
2024-12-29 01:00
2024-12-29 02:00
2024-12-29 03:00
2024-12-29 04:00
2024-12-29 05:00
2024-12-29 06:00
2024-12-29 07:00
2024-12-29 08:00
2024-12-29 09:00
2024-12-29 10:00
2024-12-29 11:00
2024-12-29 12:00
2024-12-29 13:00
2024-12-29 14:00
2024-12-29 15:00
2024-12-29 16:00
2024-12-29 17:00
2024-12-29 18:00
2024-12-29 19:00
2024-12-29 20:00
2024-12-29 21:00
2024-12-29 22:00
2024-12-29 23:00
2024-12-30
2024-12-30 01:00
2024-12-30 02:00
2024-12-30 03:00
2024-12-30 04:00
2024-12-30 05:00
2024-12-30 06:00
2024-12-30 07:00
2024-12-30 08:00
2024-12-30 09:00
2024-12-30 10:00
2024-12-30 11:00
2024-12-30 12:00
2024-12-30 13:00
2024-12-30 14:00
2024-12-30 15:00
2024-12-30 16:00
2024-12-30 17:00
2024-12-30 18:00
2024-12-30 19:00
2024-12-30 20:00
2024-12-30 21:00
2024-12-30 22:00
2024-12-30 23:00

## generators-p_min_pu
time
2024-01-01
2024-01-01 01:00
2024-01-01 02:00
2024-01-01 03:00
2024-01-01 04:00
2024-01-01 05:00
2024-01-01 06:00
2024-01-01 07:00
2024-01-01 08:00
2024-01-01 09:00
2024-01-01 10:00
2024-01-01 11:00
2024-01-01 12:00
2024-01-01 13:00
2024-01-01 14:00
2024-01-01 15:00
2024-01-01 16:00
2024-01-01 17:00
2024-01-01 18:00
2024-01-01 19:00
2024-01-01 20:00
2024-01-01 21:00
2024-01-01 22:00
2024-01-01 23:00
2024-01-02
2024-01-02 01:00
2024-01-02 02:00
2024-01-02 03:00
2024-01-02 04:00
2024-01-02 05:00
2024-01-02 06:00
2024-01-02 07:00
2024-01-02 08:00
2024-01-02 09:00
2024-01-02 10:00
2024-01-02 11:00
2024-01-02 12:00
2024-01-02 13:00
2024-01-02 14:00
2024-01-02 15:00
2024-01-02 16:00
2024-01-02 17:00
2024-01-02 18:00
2024-01-02 19:00
2024-01-02 20:00
2024-01-02 21:00
2024-01-02 22:00
2024-01-02 23:00
2024-01-03
2024-01-03 01:00
2024-01-03 02:00
2024-01-03 03:00
2024-01-03 04:00
2024-01-03 05:00
2024-01-03 06:00
2024-01-03 07:00
2024-01-03 08:00
2024-01-03 09:00
2024-01-03 10:00
2024-01-03 11:00
2024-01-03 12:00
2024-01-03 13:00
2024-01-03 14:00
2024-01-03 15:00
2024-01-03 16:00
2024-01-03 17:00
2024-01-03 18:00
2024-01-03 19:00
2024-01-03 20:00
2024-01-03 21:00
2024-01-03 22:00
2024-01-03 23:00
2024-01-04
2024-01-04 01:00
2024-01-04 02:00
2024-01-04 03:00
2024-01-04 04:00
2024-01-04 05:00
2024-01-04 06:00
2024-01-04 07:00
2024-01-04 08:00
2024-01-04 09:00
2024-01-04 10:00
2024-01-04 11:00
2024-01-04 12:00
2024-01-04 13:00
2024-01-04 14:00
2024-01-04 15:00
2024-01-04 16:00
2024-01-04 17:00
2024-01-04 18:00
2024-01-04 19:00
2024-01-04 20:00
2024-01-04 21:00
2024-01-04 22:00
2024-01-04 23:00
2024-01-05
2024-01-05 01:00
2024-01-05 02:00
2024-01-05 03:00
2024-01-05 04:00
2024-01-05 05:00
2024-01-05 06:00
2024-01-05 07:00
2024-01-05 08:00
2024-01-05 09:00
2024-01-05 10:00
2024-01-05 11:00
2024-01-05 12:00
2024-01-05 13:00
2024-01-05 14:00
2024-01-05 15:00
2024-01-05 16:00
2024-01-05 17:00
2024-01-05 18:00
2024-01-05 19:00
2024-01-05 20:00
2024-01-05 21:00
2024-01-05 22:00
2024-01-05 23:00
2024-01-06
2024-01-06 01:00
2024-01-06 02:00
2024-01-06 03:00
2024-01-06 04:00
2024-01-06 05:00
2024-01-06 06:00
2024-01-06 07:00
2024-01-06 08:00
2024-01-06 09:00
2024-01-06 10:00
2024-01-06 11:00
2024-01-06 12:00
2024-01-06 13:00
2024-01-06 14:00
2024-01-06 15:00
2024-01-06 16:00
2024-01-06 17:00
2024-01-06 18:00
2024-01-06 19:00
2024-01-06 20:00
2024-01-06 21:00
2024-01-06 22:00
2024-01-06 23:00
2024-01-07
2024-01-07 01:00
2024-01-07 02:00
2024-01-07 03:00
2024-01-07 04:00
2024-01-07 05:00
2024-01-07 06:00
2024-01-07 07:00
2024-01-07 08:00
2024-01-07 09:00
2024-01-07 10:00
2024-01-07 11:00
2024-01-07 12:00
2024-01-07 13:00
2024-01-07 14:00
2024-01-07 15:00
2024-01-07 16:00
2024-01-07 17:00
2024-01-07 18:00
2024-01-07 19:00
2024-01-07 20:00
2024-01-07 21:00
2024-01-07 22:00
2024-01-07 23:00
2024-01-08
2024-01-08 01:00
2024-01-08 02:00
2024-01-08 03:00
2024-01-08 04:00
2024-01-08 05:00
2024-01-08 06:00
2024-01-08 07:00
2024-01-08 08:00
2024-01-08 09:00
2024-01-08 10:00
2024-01-08 11:00
2024-01-08 12:00
2024-01-08 13:00
2024-01-08 14:00
2024-01-08 15:00
2024-01-08 16:00
2024-01-08 17:00
2024-01-08 18:00
2024-01-08 19:00
2024-01-08 20:00
2024-01-08 21:00
2024-01-08 22:00
2024-01-08 23:00
2024-01-09
2024-01-09 01:00
2024-01-09 02:00
2024-01-09 03:00
2024-01-09 04:00
2024-01-09 05:00
2024-01-09 06:00
2024-01-09 07:00
2024-01-09 08:00
2024-01-09 09:00
2024-01-09 10:00
2024-01-09 11:00
2024-01-09 12:00
2024-01-09 13:00
2024-01-09 14:00
2024-01-09 15:00
2024-01-09 16:00
2024-01-09 17:00
2024-01-09 18:00
2024-01-09 19:00
2024-01-09 20:00
2024-01-09 21:00
2024-01-09 22:00
2024-01-09 23:00
2024-01-10
2024-01-10 01:00
2024-01-10 02:00
2024-01-10 03:00
2024-01-10 04:00
2024-01-10 05:00
2024-01-10 06:00
2024-01-10 07:00
2024-01-10 08:00
2024-01-10 09:00
2024-01-10 10:00
2024-01-10 11:00
2024-01-10 12:00
2024-01-10 13:00
2024-01-10 14:00
2024-01-10 15:00
2024-01-10 16:00
2024-01-10 17:00
2024-01-10 18:00
2024-01-10 19:00
2024-01-10 20:00
2024-01-10 21:00
2024-01-10 22:00
2024-01-10 23:00
2024-01-11
2024-01-11 01:00
2024-01-11 02:00
2024-01-11 03:00
2024-01-11 04:00
2024-01-11 05:00
2024-01-11 06:00
2024-01-11 07:00
2024-01-11 08:00
2024-01-11 09:00
2024-01-11 10:00
2024-01-11 11:00
2024-01-11 12:00
2024-01-11 13:00
2024-01-11 14:00
2024-01-11 15:00
2024-01-11 16:00
2024-01-11 17:00
2024-01-11 18:00
2024-01-11 19:00
2024-01-11 20:00
2024-01-11 21:00
2024-01-11 22:00
2024-01-11 23:00
2024-01-12
2024-01-12 01:00
2024-01-12 02:00
2024-01-12 03:00
2024-01-12 04:00
2024-01-12 05:00
2024-01-12 06:00
2024-01-12 07:00
2024-01-12 08:00
2024-01-12 09:00
2024-01-12 10:00
2024-01-12 11:00
2024-01-12 12:00
2024-01-12 13:00
2024-01-12 14:00
2024-01-12 15:00
2024-01-12 16:00
2024-01-12 17:00
2024-01-12 18:00
2024-01-12 19:00
2024-01-12 20:00
2024-01-12 21:00
2024-01-12 22:00
2024-01-12 23:00
2024-01-13
2024-01-13 01:00
2024-01-13 02:00
2024-01-13 03:00
2024-01-13 04:00
2024-01-13 05:00
2024-01-13 06:00
2024-01-13 07:00
2024-01-13 08:00
2024-01-13 09:00
2024-01-13 10:00
2024-01-13 11:00
2024-01-13 12:00
2024-01-13 13:00
2024-01-13 14:00
2024-01-13 15:00
2024-01-13 16:00
2024-01-13 17:00
2024-01-13 18:00
2024-01-13 19:00
2024-01-13 20:00
2024-01-13 21:00
2024-01-13 22:00
2024-01-13 23:00
2024-01-14
2024-01-14 01:00
2024-01-14 02:00
2024-01-14 03:00
2024-01-14 04:00
2024-01-14 05:00
2024-01-14 06:00
2024-01-14 07:00
2024-01-14 08:00
2024-01-14 09:00
2024-01-14 10:00
2024-01-14 11:00
2024-01-14 12:00
2024-01-14 13:00
2024-01-14 14:00
2024-01-14 15:00
2024-01-14 16:00
2024-01-14 17:00
2024-01-14 18:00
2024-01-14 19:00
2024-01-14 20:00
2024-01-14 21:00
2024-01-14 22:00
2024-01-14 23:00
2024-01-15
2024-01-15 01:00
2024-01-15 02:00
2024-01-15 03:00
2024-01-15 04:00
2024-01-15 05:00
2024-01-15 06:00
2024-01-15 07:00
2024-01-15 08:00
2024-01-15 09:00
2024-01-15 10:00
2024-01-15 11:00
2024-01-15 12:00
2024-01-15 13:00
2024-01-15 14:00
2024-01-15 15:00
2024-01-15 16:00
2024-01-15 17:00
2024-01-15 18:00
2024-01-15 19:00
2024-01-15 20:00
2024-01-15 21:00
2024-01-15 22:00
2024-01-15 23:00
2024-01-16
2024-01-16 01:00
2024-01-16 02:00
2024-01-16 03:00
2024-01-16 04:00
2024-01-16 05:00
2024-01-16 06:00
2024-01-16 07:00
2024-01-16 08:00
2024-01-16 09:00
2024-01-16 10:00
2024-01-16 11:00
2024-01-16 12:00
2024-01-16 13:00
2024-01-16 14:00
2024-01-16 15:00
2024-01-16 16:00
2024-01-16 17:00
2024-01-16 18:00
2024-01-16 19:00
2024-01-16 20:00
2024-01-16 21:00
2024-01-16 22:00
2024-01-16 23:00
2024-01-17
2024-01-17 01:00
2024-01-17 02:00
2024-01-17 03:00
2024-01-17 04:00
2024-01-17 05:00
2024-01-17 06:00
2024-01-17 07:00
2024-01-17 08:00
2024-01-17 09:00
2024-01-17 10:00
2024-01-17 11:00
2024-01-17 12:00
2024-01-17 13:00
2024-01-17 14:00
2024-01-17 15:00
2024-01-17 16:00
2024-01-17 17:00
2024-01-17 18:00
2024-01-17 19:00
2024-01-17 20:00
2024-01-17 21:00
2024-01-17 22:00
2024-01-17 23:00
2024-01-18
2024-01-18 01:00
2024-01-18 02:00
2024-01-18 03:00
2024-01-18 04:00
2024-01-18 05:00
2024-01-18 06:00
2024-01-18 07:00
2024-01-18 08:00
2024-01-18 09:00
2024-01-18 10:00
2024-01-18 11:00
2024-01-18 12:00
2024-01-18 13:00
2024-01-18 14:00
2024-01-18 15:00
2024-01-18 16:00
2024-01-18 17:00
2024-01-18 18:00
2024-01-18 19:00
2024-01-18 20:00
2024-01-18 21:00
2024-01-18 22:00
2024-01-18 23:00
2024-01-19
2024-01-19 01:00
2024-01-19 02:00
2024-01-19 03:00
2024-01-19 04:00
2024-01-19 05:00
2024-01-19 06:00
2024-01-19 07:00
2024-01-19 08:00
2024-01-19 09:00
2024-01-19 10:00
2024-01-19 11:00
2024-01-19 12:00
2024-01-19 13:00
2024-01-19 14:00
2024-01-19 15:00
2024-01-19 16:00
2024-01-19 17:00
2024-01-19 18:00
2024-01-19 19:00
2024-01-19 20:00
2024-01-19 21:00
2024-01-19 22:00
2024-01-19 23:00
2024-01-20
2024-01-20 01:00
2024-01-20 02:00
2024-01-20 03:00
2024-01-20 04:00
2024-01-20 05:00
2024-01-20 06:00
2024-01-20 07:00
2024-01-20 08:00
2024-01-20 09:00
2024-01-20 10:00
2024-01-20 11:00
2024-01-20 12:00
2024-01-20 13:00
2024-01-20 14:00
2024-01-20 15:00
2024-01-20 16:00
2024-01-20 17:00
2024-01-20 18:00
2024-01-20 19:00
2024-01-20 20:00
2024-01-20 21:00
2024-01-20 22:00
2024-01-20 23:00
2024-01-21
2024-01-21 01:00
2024-01-21 02:00
2024-01-21 03:00
2024-01-21 04:00
2024-01-21 05:00
2024-01-21 06:00
2024-01-21 07:00
2024-01-21 08:00
2024-01-21 09:00
2024-01-21 10:00
2024-01-21 11:00
2024-01-21 12:00
2024-01-21 13:00
2024-01-21 14:00
2024-01-21 15:00
2024-01-21 16:00
2024-01-21 17:00
2024-01-21 18:00
2024-01-21 19:00
2024-01-21 20:00
2024-01-21 21:00
2024-01-21 22:00
2024-01-21 23:00
2024-01-22
2024-01-22 01:00
2024-01-22 02:00
2024-01-22 03:00
2024-01-22 04:00
2024-01-22 05:00
2024-01-22 06:00
2024-01-22 07:00
2024-01-22 08:00
2024-01-22 09:00
2024-01-22 10:00
2024-01-22 11:00
2024-01-22 12:00
2024-01-22 13:00
2024-01-22 14:00
2024-01-22 15:00
2024-01-22 16:00
2024-01-22 17:00
2024-01-22 18:00
2024-01-22 19:00
2024-01-22 20:00
2024-01-22 21:00
2024-01-22 22:00
2024-01-22 23:00
2024-01-23
2024-01-23 01:00
2024-01-23 02:00
2024-01-23 03:00
2024-01-23 04:00
2024-01-23 05:00
2024-01-23 06:00
2024-01-23 07:00
2024-01-23 08:00
2024-01-23 09:00
2024-01-23 10:00
2024-01-23 11:00
2024-01-23 12:00
2024-01-23 13:00
2024-01-23 14:00
2024-01-23 15:00
2024-01-23 16:00
2024-01-23 17:00
2024-01-23 18:00
2024-01-23 19:00
2024-01-23 20:00
2024-01-23 21:00
2024-01-23 22:00
2024-01-23 23:00
2024-01-24
2024-01-24 01:00
2024-01-24 02:00
2024-01-24 03:00
2024-01-24 04:00
2024-01-24 05:00
2024-01-24 06:00
2024-01-24 07:00
2024-01-24 08:00
2024-01-24 09:00
2024-01-24 10:00
2024-01-24 11:00
2024-01-24 12:00
2024-01-24 13:00
2024-01-24 14:00
2024-01-24 15:00
2024-01-24 16:00
2024-01-24 17:00
2024-01-24 18:00
2024-01-24 19:00
2024-01-24 20:00
2024-01-24 21:00
2024-01-24 22:00
2024-01-24 23:00
2024-01-25
2024-01-25 01:00
2024-01-25 02:00
2024-01-25 03:00
2024-01-25 04:00
2024-01-25 05:00
2024-01-25 06:00
2024-01-25 07:00
2024-01-25 08:00
2024-01-25 09:00
2024-01-25 10:00
2024-01-25 11:00
2024-01-25 12:00
2024-01-25 13:00
2024-01-25 14:00
2024-01-25 15:00
2024-01-25 16:00
2024-01-25 17:00
2024-01-25 18:00
2024-01-25 19:00
2024-01-25 20:00
2024-01-25 21:00
2024-01-25 22:00
2024-01-25 23:00
2024-01-26
2024-01-26 01:00
2024-01-26 02:00
2024-01-26 03:00
2024-01-26 04:00
2024-01-26 05:00
2024-01-26 06:00
2024-01-26 07:00
2024-01-26 08:00
2024-01-26 09:00
2024-01-26 10:00
2024-01-26 11:00
2024-01-26 12:00
2024-01-26 13:00
2024-01-26 14:00
2024-01-26 15:00
2024-01-26 16:00
2024-01-26 17:00
2024-01-26 18:00
2024-01-26 19:00
2024-01-26 20:00
2024-01-26 21:00
2024-01-26 22:00
2024-01-26 23:00
2024-01-27
2024-01-27 01:00
2024-01-27 02:00
2024-01-27 03:00
2024-01-27 04:00
2024-01-27 05:00
2024-01-27 06:00
2024-01-27 07:00
2024-01-27 08:00
2024-01-27 09:00
2024-01-27 10:00
2024-01-27 11:00
2024-01-27 12:00
2024-01-27 13:00
2024-01-27 14:00
2024-01-27 15:00
2024-01-27 16:00
2024-01-27 17:00
2024-01-27 18:00
2024-01-27 19:00
2024-01-27 20:00
2024-01-27 21:00
2024-01-27 22:00
2024-01-27 23:00
2024-01-28
2024-01-28 01:00
2024-01-28 02:00
2024-01-28 03:00
2024-01-28 04:00
2024-01-28 05:00
2024-01-28 06:00
2024-01-28 07:00
2024-01-28 08:00
2024-01-28 09:00
2024-01-28 10:00
2024-01-28 11:00
2024-01-28 12:00
2024-01-28 13:00
2024-01-28 14:00
2024-01-28 15:00
2024-01-28 16:00
2024-01-28 17:00
2024-01-28 18:00
2024-01-28 19:00
2024-01-28 20:00
2024-01-28 21:00
2024-01-28 22:00
2024-01-28 23:00
2024-01-29
2024-01-29 01:00
2024-01-29 02:00
2024-01-29 03:00
2024-01-29 04:00
2024-01-29 05:00
2024-01-29 06:00
2024-01-29 07:00
2024-01-29 08:00
2024-01-29 09:00
2024-01-29 10:00
2024-01-29 11:00
2024-01-29 12:00
2024-01-29 13:00
2024-01-29 14:00
2024-01-29 15:00
2024-01-29 16:00
2024-01-29 17:00
2024-01-29 18:00
2024-01-29 19:00
2024-01-29 20:00
2024-01-29 21:00
2024-01-29 22:00
2024-01-29 23:00
2024-01-30
2024-01-30 01:00
2024-01-30 02:00
2024-01-30 03:00
2024-01-30 04:00
2024-01-30 05:00
2024-01-30 06:00
2024-01-30 07:00
2024-01-30 08:00
2024-01-30 09:00
2024-01-30 10:00
2024-01-30 11:00
2024-01-30 12:00
2024-01-30 13:00
2024-01-30 14:00
2024-01-30 15:00
2024-01-30 16:00
2024-01-30 17:00
2024-01-30 18:00
2024-01-30 19:00
2024-01-30 20:00
2024-01-30 21:00
2024-01-30 22:00
2024-01-30 23:00
2024-01-31
2024-01-31 01:00
2024-01-31 02:00
2024-01-31 03:00
2024-01-31 04:00
2024-01-31 05:00
2024-01-31 06:00
2024-01-31 07:00
2024-01-31 08:00
2024-01-31 09:00
2024-01-31 10:00
2024-01-31 11:00
2024-01-31 12:00
2024-01-31 13:00
2024-01-31 14:00
2024-01-31 15:00
2024-01-31 16:00
2024-01-31 17:00
2024-01-31 18:00
2024-01-31 19:00
2024-01-31 20:00
2024-01-31 21:00
2024-01-31 22:00
2024-01-31 23:00
2024-02-01
2024-02-01 01:00
2024-02-01 02:00
2024-02-01 03:00
2024-02-01 04:00
2024-02-01 05:00
2024-02-01 06:00
2024-02-01 07:00
2024-02-01 08:00
2024-02-01 09:00
2024-02-01 10:00
2024-02-01 11:00
2024-02-01 12:00
2024-02-01 13:00
2024-02-01 14:00
2024-02-01 15:00
2024-02-01 16:00
2024-02-01 17:00
2024-02-01 18:00
2024-02-01 19:00
2024-02-01 20:00
2024-02-01 21:00
2024-02-01 22:00
2024-02-01 23:00
2024-02-02
2024-02-02 01:00
2024-02-02 02:00
2024-02-02 03:00
2024-02-02 04:00
2024-02-02 05:00
2024-02-02 06:00
2024-02-02 07:00
2024-02-02 08:00
2024-02-02 09:00
2024-02-02 10:00
2024-02-02 11:00
2024-02-02 12:00
2024-02-02 13:00
2024-02-02 14:00
2024-02-02 15:00
2024-02-02 16:00
2024-02-02 17:00
2024-02-02 18:00
2024-02-02 19:00
2024-02-02 20:00
2024-02-02 21:00
2024-02-02 22:00
2024-02-02 23:00
2024-02-03
2024-02-03 01:00
2024-02-03 02:00
2024-02-03 03:00
2024-02-03 04:00
2024-02-03 05:00
2024-02-03 06:00
2024-02-03 07:00
2024-02-03 08:00
2024-02-03 09:00
2024-02-03 10:00
2024-02-03 11:00
2024-02-03 12:00
2024-02-03 13:00
2024-02-03 14:00
2024-02-03 15:00
2024-02-03 16:00
2024-02-03 17:00
2024-02-03 18:00
2024-02-03 19:00
2024-02-03 20:00
2024-02-03 21:00
2024-02-03 22:00
2024-02-03 23:00
2024-02-04
2024-02-04 01:00
2024-02-04 02:00
2024-02-04 03:00
2024-02-04 04:00
2024-02-04 05:00
2024-02-04 06:00
2024-02-04 07:00
2024-02-04 08:00
2024-02-04 09:00
2024-02-04 10:00
2024-02-04 11:00
2024-02-04 12:00
2024-02-04 13:00
2024-02-04 14:00
2024-02-04 15:00
2024-02-04 16:00
2024-02-04 17:00
2024-02-04 18:00
2024-02-04 19:00
2024-02-04 20:00
2024-02-04 21:00
2024-02-04 22:00
2024-02-04 23:00
2024-02-05
2024-02-05 01:00
2024-02-05 02:00
2024-02-05 03:00
2024-02-05 04:00
2024-02-05 05:00
2024-02-05 06:00
2024-02-05 07:00
2024-02-05 08:00
2024-02-05 09:00
2024-02-05 10:00
2024-02-05 11:00
2024-02-05 12:00
2024-02-05 13:00
2024-02-05 14:00
2024-02-05 15:00
2024-02-05 16:00
2024-02-05 17:00
2024-02-05 18:00
2024-02-05 19:00
2024-02-05 20:00
2024-02-05 21:00
2024-02-05 22:00
2024-02-05 23:00
2024-02-06
2024-02-06 01:00
2024-02-06 02:00
2024-02-06 03:00
2024-02-06 04:00
2024-02-06 05:00
2024-02-06 06:00
2024-02-06 07:00
2024-02-06 08:00
2024-02-06 09:00
2024-02-06 10:00
2024-02-06 11:00
2024-02-06 12:00
2024-02-06 13:00
2024-02-06 14:00
2024-02-06 15:00
2024-02-06 16:00
2024-02-06 17:00
2024-02-06 18:00
2024-02-06 19:00
2024-02-06 20:00
2024-02-06 21:00
2024-02-06 22:00
2024-02-06 23:00
2024-02-07
2024-02-07 01:00
2024-02-07 02:00
2024-02-07 03:00
2024-02-07 04:00
2024-02-07 05:00
2024-02-07 06:00
2024-02-07 07:00
2024-02-07 08:00
2024-02-07 09:00
2024-02-07 10:00
2024-02-07 11:00
2024-02-07 12:00
2024-02-07 13:00
2024-02-07 14:00
2024-02-07 15:00
2024-02-07 16:00
2024-02-07 17:00
2024-02-07 18:00
2024-02-07 19:00
2024-02-07 20:00
2024-02-07 21:00
2024-02-07 22:00
2024-02-07 23:00
2024-02-08
2024-02-08 01:00
2024-02-08 02:00
2024-02-08 03:00
2024-02-08 04:00
2024-02-08 05:00
2024-02-08 06:00
2024-02-08 07:00
2024-02-08 08:00
2024-02-08 09:00
2024-02-08 10:00
2024-02-08 11:00
2024-02-08 12:00
2024-02-08 13:00
2024-02-08 14:00
2024-02-08 15:00
2024-02-08 16:00
2024-02-08 17:00
2024-02-08 18:00
2024-02-08 19:00
2024-02-08 20:00
2024-02-08 21:00
2024-02-08 22:00
2024-02-08 23:00
2024-02-09
2024-02-09 01:00
2024-02-09 02:00
2024-02-09 03:00
2024-02-09 04:00
2024-02-09 05:00
2024-02-09 06:00
2024-02-09 07:00
2024-02-09 08:00
2024-02-09 09:00
2024-02-09 10:00
2024-02-09 11:00
2024-02-09 12:00
2024-02-09 13:00
2024-02-09 14:00
2024-02-09 15:00
2024-02-09 16:00
2024-02-09 17:00
2024-02-09 18:00
2024-02-09 19:00
2024-02-09 20:00
2024-02-09 21:00
2024-02-09 22:00
2024-02-09 23:00
2024-02-10
2024-02-10 01:00
2024-02-10 02:00
2024-02-10 03:00
2024-02-10 04:00
2024-02-10 05:00
2024-02-10 06:00
2024-02-10 07:00
2024-02-10 08:00
2024-02-10 09:00
2024-02-10 10:00
2024-02-10 11:00
2024-02-10 12:00
2024-02-10 13:00
2024-02-10 14:00
2024-02-10 15:00
2024-02-10 16:00
2024-02-10 17:00
2024-02-10 18:00
2024-02-10 19:00
2024-02-10 20:00
2024-02-10 21:00
2024-02-10 22:00
2024-02-10 23:00
2024-02-11
2024-02-11 01:00
2024-02-11 02:00
2024-02-11 03:00
2024-02-11 04:00
2024-02-11 05:00
2024-02-11 06:00
2024-02-11 07:00
2024-02-11 08:00
2024-02-11 09:00
2024-02-11 10:00
2024-02-11 11:00
2024-02-11 12:00
2024-02-11 13:00
2024-02-11 14:00
2024-02-11 15:00
2024-02-11 16:00
2024-02-11 17:00
2024-02-11 18:00
2024-02-11 19:00
2024-02-11 20:00
2024-02-11 21:00
2024-02-11 22:00
2024-02-11 23:00
2024-02-12
2024-02-12 01:00
2024-02-12 02:00
2024-02-12 03:00
2024-02-12 04:00
2024-02-12 05:00
2024-02-12 06:00
2024-02-12 07:00
2024-02-12 08:00
2024-02-12 09:00
2024-02-12 10:00
2024-02-12 11:00
2024-02-12 12:00
2024-02-12 13:00
2024-02-12 14:00
2024-02-12 15:00
2024-02-12 16:00
2024-02-12 17:00
2024-02-12 18:00
2024-02-12 19:00
2024-02-12 20:00
2024-02-12 21:00
2024-02-12 22:00
2024-02-12 23:00
2024-02-13
2024-02-13 01:00
2024-02-13 02:00
2024-02-13 03:00
2024-02-13 04:00
2024-02-13 05:00
2024-02-13 06:00
2024-02-13 07:00
2024-02-13 08:00
2024-02-13 09:00
2024-02-13 10:00
2024-02-13 11:00
2024-02-13 12:00
2024-02-13 13:00
2024-02-13 14:00
2024-02-13 15:00
2024-02-13 16:00
2024-02-13 17:00
2024-02-13 18:00
2024-02-13 19:00
2024-02-13 20:00
2024-02-13 21:00
2024-02-13 22:00
2024-02-13 23:00
2024-02-14
2024-02-14 01:00
2024-02-14 02:00
2024-02-14 03:00
2024-02-14 04:00
2024-02-14 05:00
2024-02-14 06:00
2024-02-14 07:00
2024-02-14 08:00
2024-02-14 09:00
2024-02-14 10:00
2024-02-14 11:00
2024-02-14 12:00
2024-02-14 13:00
2024-02-14 14:00
2024-02-14 15:00
2024-02-14 16:00
2024-02-14 17:00
2024-02-14 18:00
2024-02-14 19:00
2024-02-14 20:00
2024-02-14 21:00
2024-02-14 22:00
2024-02-14 23:00
2024-02-15
2024-02-15 01:00
2024-02-15 02:00
2024-02-15 03:00
2024-02-15 04:00
2024-02-15 05:00
2024-02-15 06:00
2024-02-15 07:00
2024-02-15 08:00
2024-02-15 09:00
2024-02-15 10:00
2024-02-15 11:00
2024-02-15 12:00
2024-02-15 13:00
2024-02-15 14:00
2024-02-15 15:00
2024-02-15 16:00
2024-02-15 17:00
2024-02-15 18:00
2024-02-15 19:00
2024-02-15 20:00
2024-02-15 21:00
2024-02-15 22:00
2024-02-15 23:00
2024-02-16
2024-02-16 01:00
2024-02-16 02:00
2024-02-16 03:00
2024-02-16 04:00
2024-02-16 05:00
2024-02-16 06:00
2024-02-16 07:00
2024-02-16 08:00
2024-02-16 09:00
2024-02-16 10:00
2024-02-16 11:00
2024-02-16 12:00
2024-02-16 13:00
2024-02-16 14:00
2024-02-16 15:00
2024-02-16 16:00
2024-02-16 17:00
2024-02-16 18:00
2024-02-16 19:00
2024-02-16 20:00
2024-02-16 21:00
2024-02-16 22:00
2024-02-16 23:00
2024-02-17
2024-02-17 01:00
2024-02-17 02:00
2024-02-17 03:00
2024-02-17 04:00
2024-02-17 05:00
2024-02-17 06:00
2024-02-17 07:00
2024-02-17 08:00
2024-02-17 09:00
2024-02-17 10:00
2024-02-17 11:00
2024-02-17 12:00
2024-02-17 13:00
2024-02-17 14:00
2024-02-17 15:00
2024-02-17 16:00
2024-02-17 17:00
2024-02-17 18:00
2024-02-17 19:00
2024-02-17 20:00
2024-02-17 21:00
2024-02-17 22:00
2024-02-17 23:00
2024-02-18
2024-02-18 01:00
2024-02-18 02:00
2024-02-18 03:00
2024-02-18 04:00
2024-02-18 05:00
2024-02-18 06:00
2024-02-18 07:00
2024-02-18 08:00
2024-02-18 09:00
2024-02-18 10:00
2024-02-18 11:00
2024-02-18 12:00
2024-02-18 13:00
2024-02-18 14:00
2024-02-18 15:00
2024-02-18 16:00
2024-02-18 17:00
2024-02-18 18:00
2024-02-18 19:00
2024-02-18 20:00
2024-02-18 21:00
2024-02-18 22:00
2024-02-18 23:00
2024-02-19
2024-02-19 01:00
2024-02-19 02:00
2024-02-19 03:00
2024-02-19 04:00
2024-02-19 05:00
2024-02-19 06:00
2024-02-19 07:00
2024-02-19 08:00
2024-02-19 09:00
2024-02-19 10:00
2024-02-19 11:00
2024-02-19 12:00
2024-02-19 13:00
2024-02-19 14:00
2024-02-19 15:00
2024-02-19 16:00
2024-02-19 17:00
2024-02-19 18:00
2024-02-19 19:00
2024-02-19 20:00
2024-02-19 21:00
2024-02-19 22:00
2024-02-19 23:00
2024-02-20
2024-02-20 01:00
2024-02-20 02:00
2024-02-20 03:00
2024-02-20 04:00
2024-02-20 05:00
2024-02-20 06:00
2024-02-20 07:00
2024-02-20 08:00
2024-02-20 09:00
2024-02-20 10:00
2024-02-20 11:00
2024-02-20 12:00
2024-02-20 13:00
2024-02-20 14:00
2024-02-20 15:00
2024-02-20 16:00
2024-02-20 17:00
2024-02-20 18:00
2024-02-20 19:00
2024-02-20 20:00
2024-02-20 21:00
2024-02-20 22:00
2024-02-20 23:00
2024-02-21
2024-02-21 01:00
2024-02-21 02:00
2024-02-21 03:00
2024-02-21 04:00
2024-02-21 05:00
2024-02-21 06:00
2024-02-21 07:00
2024-02-21 08:00
2024-02-21 09:00
2024-02-21 10:00
2024-02-21 11:00
2024-02-21 12:00
2024-02-21 13:00
2024-02-21 14:00
2024-02-21 15:00
2024-02-21 16:00
2024-02-21 17:00
2024-02-21 18:00
2024-02-21 19:00
2024-02-21 20:00
2024-02-21 21:00
2024-02-21 22:00
2024-02-21 23:00
2024-02-22
2024-02-22 01:00
2024-02-22 02:00
2024-02-22 03:00
2024-02-22 04:00
2024-02-22 05:00
2024-02-22 06:00
2024-02-22 07:00
2024-02-22 08:00
2024-02-22 09:00
2024-02-22 10:00
2024-02-22 11:00
2024-02-22 12:00
2024-02-22 13:00
2024-02-22 14:00
2024-02-22 15:00
2024-02-22 16:00
2024-02-22 17:00
2024-02-22 18:00
2024-02-22 19:00
2024-02-22 20:00
2024-02-22 21:00
2024-02-22 22:00
2024-02-22 23:00
2024-02-23
2024-02-23 01:00
2024-02-23 02:00
2024-02-23 03:00
2024-02-23 04:00
2024-02-23 05:00
2024-02-23 06:00
2024-02-23 07:00
2024-02-23 08:00
2024-02-23 09:00
2024-02-23 10:00
2024-02-23 11:00
2024-02-23 12:00
2024-02-23 13:00
2024-02-23 14:00
2024-02-23 15:00
2024-02-23 16:00
2024-02-23 17:00
2024-02-23 18:00
2024-02-23 19:00
2024-02-23 20:00
2024-02-23 21:00
2024-02-23 22:00
2024-02-23 23:00
2024-02-24
2024-02-24 01:00
2024-02-24 02:00
2024-02-24 03:00
2024-02-24 04:00
2024-02-24 05:00
2024-02-24 06:00
2024-02-24 07:00
2024-02-24 08:00
2024-02-24 09:00
2024-02-24 10:00
2024-02-24 11:00
2024-02-24 12:00
2024-02-24 13:00
2024-02-24 14:00
2024-02-24 15:00
2024-02-24 16:00
2024-02-24 17:00
2024-02-24 18:00
2024-02-24 19:00
2024-02-24 20:00
2024-02-24 21:00
2024-02-24 22:00
2024-02-24 23:00
2024-02-25
2024-02-25 01:00
2024-02-25 02:00
2024-02-25 03:00
2024-02-25 04:00
2024-02-25 05:00
2024-02-25 06:00
2024-02-25 07:00
2024-02-25 08:00
2024-02-25 09:00
2024-02-25 10:00
2024-02-25 11:00
2024-02-25 12:00
2024-02-25 13:00
2024-02-25 14:00
2024-02-25 15:00
2024-02-25 16:00
2024-02-25 17:00
2024-02-25 18:00
2024-02-25 19:00
2024-02-25 20:00
2024-02-25 21:00
2024-02-25 22:00
2024-02-25 23:00
2024-02-26
2024-02-26 01:00
2024-02-26 02:00
2024-02-26 03:00
2024-02-26 04:00
2024-02-26 05:00
2024-02-26 06:00
2024-02-26 07:00
2024-02-26 08:00
2024-02-26 09:00
2024-02-26 10:00
2024-02-26 11:00
2024-02-26 12:00
2024-02-26 13:00
2024-02-26 14:00
2024-02-26 15:00
2024-02-26 16:00
2024-02-26 17:00
2024-02-26 18:00
2024-02-26 19:00
2024-02-26 20:00
2024-02-26 21:00
2024-02-26 22:00
2024-02-26 23:00
2024-02-27
2024-02-27 01:00
2024-02-27 02:00
2024-02-27 03:00
2024-02-27 04:00
2024-02-27 05:00
2024-02-27 06:00
2024-02-27 07:00
2024-02-27 08:00
2024-02-27 09:00
2024-02-27 10:00
2024-02-27 11:00
2024-02-27 12:00
2024-02-27 13:00
2024-02-27 14:00
2024-02-27 15:00
2024-02-27 16:00
2024-02-27 17:00
2024-02-27 18:00
2024-02-27 19:00
2024-02-27 20:00
2024-02-27 21:00
2024-02-27 22:00
2024-02-27 23:00
2024-02-28
2024-02-28 01:00
2024-02-28 02:00
2024-02-28 03:00
2024-02-28 04:00
2024-02-28 05:00
2024-02-28 06:00
2024-02-28 07:00
2024-02-28 08:00
2024-02-28 09:00
2024-02-28 10:00
2024-02-28 11:00
2024-02-28 12:00
2024-02-28 13:00
2024-02-28 14:00
2024-02-28 15:00
2024-02-28 16:00
2024-02-28 17:00
2024-02-28 18:00
2024-02-28 19:00
2024-02-28 20:00
2024-02-28 21:00
2024-02-28 22:00
2024-02-28 23:00
2024-02-29
2024-02-29 01:00
2024-02-29 02:00
2024-02-29 03:00
2024-02-29 04:00
2024-02-29 05:00
2024-02-29 06:00
2024-02-29 07:00
2024-02-29 08:00
2024-02-29 09:00
2024-02-29 10:00
2024-02-29 11:00
2024-02-29 12:00
2024-02-29 13:00
2024-02-29 14:00
2024-02-29 15:00
2024-02-29 16:00
2024-02-29 17:00
2024-02-29 18:00
2024-02-29 19:00
2024-02-29 20:00
2024-02-29 21:00
2024-02-29 22:00
2024-02-29 23:00
2024-03-01
2024-03-01 01:00
2024-03-01 02:00
2024-03-01 03:00
2024-03-01 04:00
2024-03-01 05:00
2024-03-01 06:00
2024-03-01 07:00
2024-03-01 08:00
2024-03-01 09:00
2024-03-01 10:00
2024-03-01 11:00
2024-03-01 12:00
2024-03-01 13:00
2024-03-01 14:00
2024-03-01 15:00
2024-03-01 16:00
2024-03-01 17:00
2024-03-01 18:00
2024-03-01 19:00
2024-03-01 20:00
2024-03-01 21:00
2024-03-01 22:00
2024-03-01 23:00
2024-03-02
2024-03-02 01:00
2024-03-02 02:00
2024-03-02 03:00
2024-03-02 04:00
2024-03-02 05:00
2024-03-02 06:00
2024-03-02 07:00
2024-03-02 08:00
2024-03-02 09:00
2024-03-02 10:00
2024-03-02 11:00
2024-03-02 12:00
2024-03-02 13:00
2024-03-02 14:00
2024-03-02 15:00
2024-03-02 16:00
2024-03-02 17:00
2024-03-02 18:00
2024-03-02 19:00
2024-03-02 20:00
2024-03-02 21:00
2024-03-02 22:00
2024-03-02 23:00
2024-03-03
2024-03-03 01:00
2024-03-03 02:00
2024-03-03 03:00
2024-03-03 04:00
2024-03-03 05:00
2024-03-03 06:00
2024-03-03 07:00
2024-03-03 08:00
2024-03-03 09:00
2024-03-03 10:00
2024-03-03 11:00
2024-03-03 12:00
2024-03-03 13:00
2024-03-03 14:00
2024-03-03 15:00
2024-03-03 16:00
2024-03-03 17:00
2024-03-03 18:00
2024-03-03 19:00
2024-03-03 20:00
2024-03-03 21:00
2024-03-03 22:00
2024-03-03 23:00
2024-03-04
2024-03-04 01:00
2024-03-04 02:00
2024-03-04 03:00
2024-03-04 04:00
2024-03-04 05:00
2024-03-04 06:00
2024-03-04 07:00
2024-03-04 08:00
2024-03-04 09:00
2024-03-04 10:00
2024-03-04 11:00
2024-03-04 12:00
2024-03-04 13:00
2024-03-04 14:00
2024-03-04 15:00
2024-03-04 16:00
2024-03-04 17:00
2024-03-04 18:00
2024-03-04 19:00
2024-03-04 20:00
2024-03-04 21:00
2024-03-04 22:00
2024-03-04 23:00
2024-03-05
2024-03-05 01:00
2024-03-05 02:00
2024-03-05 03:00
2024-03-05 04:00
2024-03-05 05:00
2024-03-05 06:00
2024-03-05 07:00
2024-03-05 08:00
2024-03-05 09:00
2024-03-05 10:00
2024-03-05 11:00
2024-03-05 12:00
2024-03-05 13:00
2024-03-05 14:00
2024-03-05 15:00
2024-03-05 16:00
2024-03-05 17:00
2024-03-05 18:00
2024-03-05 19:00
2024-03-05 20:00
2024-03-05 21:00
2024-03-05 22:00
2024-03-05 23:00
2024-03-06
2024-03-06 01:00
2024-03-06 02:00
2024-03-06 03:00
2024-03-06 04:00
2024-03-06 05:00
2024-03-06 06:00
2024-03-06 07:00
2024-03-06 08:00
2024-03-06 09:00
2024-03-06 10:00
2024-03-06 11:00
2024-03-06 12:00
2024-03-06 13:00
2024-03-06 14:00
2024-03-06 15:00
2024-03-06 16:00
2024-03-06 17:00
2024-03-06 18:00
2024-03-06 19:00
2024-03-06 20:00
2024-03-06 21:00
2024-03-06 22:00
2024-03-06 23:00
2024-03-07
2024-03-07 01:00
2024-03-07 02:00
2024-03-07 03:00
2024-03-07 04:00
2024-03-07 05:00
2024-03-07 06:00
2024-03-07 07:00
2024-03-07 08:00
2024-03-07 09:00
2024-03-07 10:00
2024-03-07 11:00
2024-03-07 12:00
2024-03-07 13:00
2024-03-07 14:00
2024-03-07 15:00
2024-03-07 16:00
2024-03-07 17:00
2024-03-07 18:00
2024-03-07 19:00
2024-03-07 20:00
2024-03-07 21:00
2024-03-07 22:00
2024-03-07 23:00
2024-03-08
2024-03-08 01:00
2024-03-08 02:00
2024-03-08 03:00
2024-03-08 04:00
2024-03-08 05:00
2024-03-08 06:00
2024-03-08 07:00
2024-03-08 08:00
2024-03-08 09:00
2024-03-08 10:00
2024-03-08 11:00
2024-03-08 12:00
2024-03-08 13:00
2024-03-08 14:00
2024-03-08 15:00
2024-03-08 16:00
2024-03-08 17:00
2024-03-08 18:00
2024-03-08 19:00
2024-03-08 20:00
2024-03-08 21:00
2024-03-08 22:00
2024-03-08 23:00
2024-03-09
2024-03-09 01:00
2024-03-09 02:00
2024-03-09 03:00
2024-03-09 04:00
2024-03-09 05:00
2024-03-09 06:00
2024-03-09 07:00
2024-03-09 08:00
2024-03-09 09:00
2024-03-09 10:00
2024-03-09 11:00
2024-03-09 12:00
2024-03-09 13:00
2024-03-09 14:00
2024-03-09 15:00
2024-03-09 16:00
2024-03-09 17:00
2024-03-09 18:00
2024-03-09 19:00
2024-03-09 20:00
2024-03-09 21:00
2024-03-09 22:00
2024-03-09 23:00
2024-03-10
2024-03-10 01:00
2024-03-10 02:00
2024-03-10 03:00
2024-03-10 04:00
2024-03-10 05:00
2024-03-10 06:00
2024-03-10 07:00
2024-03-10 08:00
2024-03-10 09:00
2024-03-10 10:00
2024-03-10 11:00
2024-03-10 12:00
2024-03-10 13:00
2024-03-10 14:00
2024-03-10 15:00
2024-03-10 16:00
2024-03-10 17:00
2024-03-10 18:00
2024-03-10 19:00
2024-03-10 20:00
2024-03-10 21:00
2024-03-10 22:00
2024-03-10 23:00
2024-03-11
2024-03-11 01:00
2024-03-11 02:00
2024-03-11 03:00
2024-03-11 04:00
2024-03-11 05:00
2024-03-11 06:00
2024-03-11 07:00
2024-03-11 08:00
2024-03-11 09:00
2024-03-11 10:00
2024-03-11 11:00
2024-03-11 12:00
2024-03-11 13:00
2024-03-11 14:00
2024-03-11 15:00
2024-03-11 16:00
2024-03-11 17:00
2024-03-11 18:00
2024-03-11 19:00
2024-03-11 20:00
2024-03-11 21:00
2024-03-11 22:00
2024-03-11 23:00
2024-03-12
2024-03-12 01:00
2024-03-12 02:00
2024-03-12 03:00
2024-03-12 04:00
2024-03-12 05:00
2024-03-12 06:00
2024-03-12 07:00
2024-03-12 08:00
2024-03-12 09:00
2024-03-12 10:00
2024-03-12 11:00
2024-03-12 12:00
2024-03-12 13:00
2024-03-12 14:00
2024-03-12 15:00
2024-03-12 16:00
2024-03-12 17:00
2024-03-12 18:00
2024-03-12 19:00
2024-03-12 20:00
2024-03-12 21:00
2024-03-12 22:00
2024-03-12 23:00
2024-03-13
2024-03-13 01:00
2024-03-13 02:00
2024-03-13 03:00
2024-03-13 04:00
2024-03-13 05:00
2024-03-13 06:00
2024-03-13 07:00
2024-03-13 08:00
2024-03-13 09:00
2024-03-13 10:00
2024-03-13 11:00
2024-03-13 12:00
2024-03-13 13:00
2024-03-13 14:00
2024-03-13 15:00
2024-03-13 16:00
2024-03-13 17:00
2024-03-13 18:00
2024-03-13 19:00
2024-03-13 20:00
2024-03-13 21:00
2024-03-13 22:00
2024-03-13 23:00
2024-03-14
2024-03-14 01:00
2024-03-14 02:00
2024-03-14 03:00
2024-03-14 04:00
2024-03-14 05:00
2024-03-14 06:00
2024-03-14 07:00
2024-03-14 08:00
2024-03-14 09:00
2024-03-14 10:00
2024-03-14 11:00
2024-03-14 12:00
2024-03-14 13:00
2024-03-14 14:00
2024-03-14 15:00
2024-03-14 16:00
2024-03-14 17:00
2024-03-14 18:00
2024-03-14 19:00
2024-03-14 20:00
2024-03-14 21:00
2024-03-14 22:00
2024-03-14 23:00
2024-03-15
2024-03-15 01:00
2024-03-15 02:00
2024-03-15 03:00
2024-03-15 04:00
2024-03-15 05:00
2024-03-15 06:00
2024-03-15 07:00
2024-03-15 08:00
2024-03-15 09:00
2024-03-15 10:00
2024-03-15 11:00
2024-03-15 12:00
2024-03-15 13:00
2024-03-15 14:00
2024-03-15 15:00
2024-03-15 16:00
2024-03-15 17:00
2024-03-15 18:00
2024-03-15 19:00
2024-03-15 20:00
2024-03-15 21:00
2024-03-15 22:00
2024-03-15 23:00
2024-03-16
2024-03-16 01:00
2024-03-16 02:00
2024-03-16 03:00
2024-03-16 04:00
2024-03-16 05:00
2024-03-16 06:00
2024-03-16 07:00
2024-03-16 08:00
2024-03-16 09:00
2024-03-16 10:00
2024-03-16 11:00
2024-03-16 12:00
2024-03-16 13:00
2024-03-16 14:00
2024-03-16 15:00
2024-03-16 16:00
2024-03-16 17:00
2024-03-16 18:00
2024-03-16 19:00
2024-03-16 20:00
2024-03-16 21:00
2024-03-16 22:00
2024-03-16 23:00
2024-03-17
2024-03-17 01:00
2024-03-17 02:00
2024-03-17 03:00
2024-03-17 04:00
2024-03-17 05:00
2024-03-17 06:00
2024-03-17 07:00
2024-03-17 08:00
2024-03-17 09:00
2024-03-17 10:00
2024-03-17 11:00
2024-03-17 12:00
2024-03-17 13:00
2024-03-17 14:00
2024-03-17 15:00
2024-03-17 16:00
2024-03-17 17:00
2024-03-17 18:00
2024-03-17 19:00
2024-03-17 20:00
2024-03-17 21:00
2024-03-17 22:00
2024-03-17 23:00
2024-03-18
2024-03-18 01:00
2024-03-18 02:00
2024-03-18 03:00
2024-03-18 04:00
2024-03-18 05:00
2024-03-18 06:00
2024-03-18 07:00
2024-03-18 08:00
2024-03-18 09:00
2024-03-18 10:00
2024-03-18 11:00
2024-03-18 12:00
2024-03-18 13:00
2024-03-18 14:00
2024-03-18 15:00
2024-03-18 16:00
2024-03-18 17:00
2024-03-18 18:00
2024-03-18 19:00
2024-03-18 20:00
2024-03-18 21:00
2024-03-18 22:00
2024-03-18 23:00
2024-03-19
2024-03-19 01:00
2024-03-19 02:00
2024-03-19 03:00
2024-03-19 04:00
2024-03-19 05:00
2024-03-19 06:00
2024-03-19 07:00
2024-03-19 08:00
2024-03-19 09:00
2024-03-19 10:00
2024-03-19 11:00
2024-03-19 12:00
2024-03-19 13:00
2024-03-19 14:00
2024-03-19 15:00
2024-03-19 16:00
2024-03-19 17:00
2024-03-19 18:00
2024-03-19 19:00
2024-03-19 20:00
2024-03-19 21:00
2024-03-19 22:00
2024-03-19 23:00
2024-03-20
2024-03-20 01:00
2024-03-20 02:00
2024-03-20 03:00
2024-03-20 04:00
2024-03-20 05:00
2024-03-20 06:00
2024-03-20 07:00
2024-03-20 08:00
2024-03-20 09:00
2024-03-20 10:00
2024-03-20 11:00
2024-03-20 12:00
2024-03-20 13:00
2024-03-20 14:00
2024-03-20 15:00
2024-03-20 16:00
2024-03-20 17:00
2024-03-20 18:00
2024-03-20 19:00
2024-03-20 20:00
2024-03-20 21:00
2024-03-20 22:00
2024-03-20 23:00
2024-03-21
2024-03-21 01:00
2024-03-21 02:00
2024-03-21 03:00
2024-03-21 04:00
2024-03-21 05:00
2024-03-21 06:00
2024-03-21 07:00
2024-03-21 08:00
2024-03-21 09:00
2024-03-21 10:00
2024-03-21 11:00
2024-03-21 12:00
2024-03-21 13:00
2024-03-21 14:00
2024-03-21 15:00
2024-03-21 16:00
2024-03-21 17:00
2024-03-21 18:00
2024-03-21 19:00
2024-03-21 20:00
2024-03-21 21:00
2024-03-21 22:00
2024-03-21 23:00
2024-03-22
2024-03-22 01:00
2024-03-22 02:00
2024-03-22 03:00
2024-03-22 04:00
2024-03-22 05:00
2024-03-22 06:00
2024-03-22 07:00
2024-03-22 08:00
2024-03-22 09:00
2024-03-22 10:00
2024-03-22 11:00
2024-03-22 12:00
2024-03-22 13:00
2024-03-22 14:00
2024-03-22 15:00
2024-03-22 16:00
2024-03-22 17:00
2024-03-22 18:00
2024-03-22 19:00
2024-03-22 20:00
2024-03-22 21:00
2024-03-22 22:00
2024-03-22 23:00
2024-03-23
2024-03-23 01:00
2024-03-23 02:00
2024-03-23 03:00
2024-03-23 04:00
2024-03-23 05:00
2024-03-23 06:00
2024-03-23 07:00
2024-03-23 08:00
2024-03-23 09:00
2024-03-23 10:00
2024-03-23 11:00
2024-03-23 12:00
2024-03-23 13:00
2024-03-23 14:00
2024-03-23 15:00
2024-03-23 16:00
2024-03-23 17:00
2024-03-23 18:00
2024-03-23 19:00
2024-03-23 20:00
2024-03-23 21:00
2024-03-23 22:00
2024-03-23 23:00
2024-03-24
2024-03-24 01:00
2024-03-24 02:00
2024-03-24 03:00
2024-03-24 04:00
2024-03-24 05:00
2024-03-24 06:00
2024-03-24 07:00
2024-03-24 08:00
2024-03-24 09:00
2024-03-24 10:00
2024-03-24 11:00
2024-03-24 12:00
2024-03-24 13:00
2024-03-24 14:00
2024-03-24 15:00
2024-03-24 16:00
2024-03-24 17:00
2024-03-24 18:00
2024-03-24 19:00
2024-03-24 20:00
2024-03-24 21:00
2024-03-24 22:00
2024-03-24 23:00
2024-03-25
2024-03-25 01:00
2024-03-25 02:00
2024-03-25 03:00
2024-03-25 04:00
2024-03-25 05:00
2024-03-25 06:00
2024-03-25 07:00
2024-03-25 08:00
2024-03-25 09:00
2024-03-25 10:00
2024-03-25 11:00
2024-03-25 12:00
2024-03-25 13:00
2024-03-25 14:00
2024-03-25 15:00
2024-03-25 16:00
2024-03-25 17:00
2024-03-25 18:00
2024-03-25 19:00
2024-03-25 20:00
2024-03-25 21:00
2024-03-25 22:00
2024-03-25 23:00
2024-03-26
2024-03-26 01:00
2024-03-26 02:00
2024-03-26 03:00
2024-03-26 04:00
2024-03-26 05:00
2024-03-26 06:00
2024-03-26 07:00
2024-03-26 08:00
2024-03-26 09:00
2024-03-26 10:00
2024-03-26 11:00
2024-03-26 12:00
2024-03-26 13:00
2024-03-26 14:00
2024-03-26 15:00
2024-03-26 16:00
2024-03-26 17:00
2024-03-26 18:00
2024-03-26 19:00
2024-03-26 20:00
2024-03-26 21:00
2024-03-26 22:00
2024-03-26 23:00
2024-03-27
2024-03-27 01:00
2024-03-27 02:00
2024-03-27 03:00
2024-03-27 04:00
2024-03-27 05:00
2024-03-27 06:00
2024-03-27 07:00
2024-03-27 08:00
2024-03-27 09:00
2024-03-27 10:00
2024-03-27 11:00
2024-03-27 12:00
2024-03-27 13:00
2024-03-27 14:00
2024-03-27 15:00
2024-03-27 16:00
2024-03-27 17:00
2024-03-27 18:00
2024-03-27 19:00
2024-03-27 20:00
2024-03-27 21:00
2024-03-27 22:00
2024-03-27 23:00
2024-03-28
2024-03-28 01:00
2024-03-28 02:00
2024-03-28 03:00
2024-03-28 04:00
2024-03-28 05:00
2024-03-28 06:00
2024-03-28 07:00
2024-03-28 08:00
2024-03-28 09:00
2024-03-28 10:00
2024-03-28 11:00
2024-03-28 12:00
2024-03-28 13:00
2024-03-28 14:00
2024-03-28 15:00
2024-03-28 16:00
2024-03-28 17:00
2024-03-28 18:00
2024-03-28 19:00
2024-03-28 20:00
2024-03-28 21:00
2024-03-28 22:00
2024-03-28 23:00
2024-03-29
2024-03-29 01:00
2024-03-29 02:00
2024-03-29 03:00
2024-03-29 04:00
2024-03-29 05:00
2024-03-29 06:00
2024-03-29 07:00
2024-03-29 08:00
2024-03-29 09:00
2024-03-29 10:00
2024-03-29 11:00
2024-03-29 12:00
2024-03-29 13:00
2024-03-29 14:00
2024-03-29 15:00
2024-03-29 16:00
2024-03-29 17:00
2024-03-29 18:00
2024-03-29 19:00
2024-03-29 20:00
2024-03-29 21:00
2024-03-29 22:00
2024-03-29 23:00
2024-03-30
2024-03-30 01:00
2024-03-30 02:00
2024-03-30 03:00
2024-03-30 04:00
2024-03-30 05:00
2024-03-30 06:00
2024-03-30 07:00
2024-03-30 08:00
2024-03-30 09:00
2024-03-30 10:00
2024-03-30 11:00
2024-03-30 12:00
2024-03-30 13:00
2024-03-30 14:00
2024-03-30 15:00
2024-03-30 16:00
2024-03-30 17:00
2024-03-30 18:00
2024-03-30 19:00
2024-03-30 20:00
2024-03-30 21:00
2024-03-30 22:00
2024-03-30 23:00
2024-03-31
2024-03-31 01:00
2024-03-31 02:00
2024-03-31 03:00
2024-03-31 04:00
2024-03-31 05:00
2024-03-31 06:00
2024-03-31 07:00
2024-03-31 08:00
2024-03-31 09:00
2024-03-31 10:00
2024-03-31 11:00
2024-03-31 12:00
2024-03-31 13:00
2024-03-31 14:00
2024-03-31 15:00
2024-03-31 16:00
2024-03-31 17:00
2024-03-31 18:00
2024-03-31 19:00
2024-03-31 20:00
2024-03-31 21:00
2024-03-31 22:00
2024-03-31 23:00
2024-04-01
2024-04-01 01:00
2024-04-01 02:00
2024-04-01 03:00
2024-04-01 04:00
2024-04-01 05:00
2024-04-01 06:00
2024-04-01 07:00
2024-04-01 08:00
2024-04-01 09:00
2024-04-01 10:00
2024-04-01 11:00
2024-04-01 12:00
2024-04-01 13:00
2024-04-01 14:00
2024-04-01 15:00
2024-04-01 16:00
2024-04-01 17:00
2024-04-01 18:00
2024-04-01 19:00
2024-04-01 20:00
2024-04-01 21:00
2024-04-01 22:00
2024-04-01 23:00
2024-04-02
2024-04-02 01:00
2024-04-02 02:00
2024-04-02 03:00
2024-04-02 04:00
2024-04-02 05:00
2024-04-02 06:00
2024-04-02 07:00
2024-04-02 08:00
2024-04-02 09:00
2024-04-02 10:00
2024-04-02 11:00
2024-04-02 12:00
2024-04-02 13:00
2024-04-02 14:00
2024-04-02 15:00
2024-04-02 16:00
2024-04-02 17:00
2024-04-02 18:00
2024-04-02 19:00
2024-04-02 20:00
2024-04-02 21:00
2024-04-02 22:00
2024-04-02 23:00
2024-04-03
2024-04-03 01:00
2024-04-03 02:00
2024-04-03 03:00
2024-04-03 04:00
2024-04-03 05:00
2024-04-03 06:00
2024-04-03 07:00
2024-04-03 08:00
2024-04-03 09:00
2024-04-03 10:00
2024-04-03 11:00
2024-04-03 12:00
2024-04-03 13:00
2024-04-03 14:00
2024-04-03 15:00
2024-04-03 16:00
2024-04-03 17:00
2024-04-03 18:00
2024-04-03 19:00
2024-04-03 20:00
2024-04-03 21:00
2024-04-03 22:00
2024-04-03 23:00
2024-04-04
2024-04-04 01:00
2024-04-04 02:00
2024-04-04 03:00
2024-04-04 04:00
2024-04-04 05:00
2024-04-04 06:00
2024-04-04 07:00
2024-04-04 08:00
2024-04-04 09:00
2024-04-04 10:00
2024-04-04 11:00
2024-04-04 12:00
2024-04-04 13:00
2024-04-04 14:00
2024-04-04 15:00
2024-04-04 16:00
2024-04-04 17:00
2024-04-04 18:00
2024-04-04 19:00
2024-04-04 20:00
2024-04-04 21:00
2024-04-04 22:00
2024-04-04 23:00
2024-04-05
2024-04-05 01:00
2024-04-05 02:00
2024-04-05 03:00
2024-04-05 04:00
2024-04-05 05:00
2024-04-05 06:00
2024-04-05 07:00
2024-04-05 08:00
2024-04-05 09:00
2024-04-05 10:00
2024-04-05 11:00
2024-04-05 12:00
2024-04-05 13:00
2024-04-05 14:00
2024-04-05 15:00
2024-04-05 16:00
2024-04-05 17:00
2024-04-05 18:00
2024-04-05 19:00
2024-04-05 20:00
2024-04-05 21:00
2024-04-05 22:00
2024-04-05 23:00
2024-04-06
2024-04-06 01:00
2024-04-06 02:00
2024-04-06 03:00
2024-04-06 04:00
2024-04-06 05:00
2024-04-06 06:00
2024-04-06 07:00
2024-04-06 08:00
2024-04-06 09:00
2024-04-06 10:00
2024-04-06 11:00
2024-04-06 12:00
2024-04-06 13:00
2024-04-06 14:00
2024-04-06 15:00
2024-04-06 16:00
2024-04-06 17:00
2024-04-06 18:00
2024-04-06 19:00
2024-04-06 20:00
2024-04-06 21:00
2024-04-06 22:00
2024-04-06 23:00
2024-04-07
2024-04-07 01:00
2024-04-07 02:00
2024-04-07 03:00
2024-04-07 04:00
2024-04-07 05:00
2024-04-07 06:00
2024-04-07 07:00
2024-04-07 08:00
2024-04-07 09:00
2024-04-07 10:00
2024-04-07 11:00
2024-04-07 12:00
2024-04-07 13:00
2024-04-07 14:00
2024-04-07 15:00
2024-04-07 16:00
2024-04-07 17:00
2024-04-07 18:00
2024-04-07 19:00
2024-04-07 20:00
2024-04-07 21:00
2024-04-07 22:00
2024-04-07 23:00
2024-04-08
2024-04-08 01:00
2024-04-08 02:00
2024-04-08 03:00
2024-04-08 04:00
2024-04-08 05:00
2024-04-08 06:00
2024-04-08 07:00
2024-04-08 08:00
2024-04-08 09:00
2024-04-08 10:00
2024-04-08 11:00
2024-04-08 12:00
2024-04-08 13:00
2024-04-08 14:00
2024-04-08 15:00
2024-04-08 16:00
2024-04-08 17:00
2024-04-08 18:00
2024-04-08 19:00
2024-04-08 20:00
2024-04-08 21:00
2024-04-08 22:00
2024-04-08 23:00
2024-04-09
2024-04-09 01:00
2024-04-09 02:00
2024-04-09 03:00
2024-04-09 04:00
2024-04-09 05:00
2024-04-09 06:00
2024-04-09 07:00
2024-04-09 08:00
2024-04-09 09:00
2024-04-09 10:00
2024-04-09 11:00
2024-04-09 12:00
2024-04-09 13:00
2024-04-09 14:00
2024-04-09 15:00
2024-04-09 16:00
2024-04-09 17:00
2024-04-09 18:00
2024-04-09 19:00
2024-04-09 20:00
2024-04-09 21:00
2024-04-09 22:00
2024-04-09 23:00
2024-04-10
2024-04-10 01:00
2024-04-10 02:00
2024-04-10 03:00
2024-04-10 04:00
2024-04-10 05:00
2024-04-10 06:00
2024-04-10 07:00
2024-04-10 08:00
2024-04-10 09:00
2024-04-10 10:00
2024-04-10 11:00
2024-04-10 12:00
2024-04-10 13:00
2024-04-10 14:00
2024-04-10 15:00
2024-04-10 16:00
2024-04-10 17:00
2024-04-10 18:00
2024-04-10 19:00
2024-04-10 20:00
2024-04-10 21:00
2024-04-10 22:00
2024-04-10 23:00
2024-04-11
2024-04-11 01:00
2024-04-11 02:00
2024-04-11 03:00
2024-04-11 04:00
2024-04-11 05:00
2024-04-11 06:00
2024-04-11 07:00
2024-04-11 08:00
2024-04-11 09:00
2024-04-11 10:00
2024-04-11 11:00
2024-04-11 12:00
2024-04-11 13:00
2024-04-11 14:00
2024-04-11 15:00
2024-04-11 16:00
2024-04-11 17:00
2024-04-11 18:00
2024-04-11 19:00
2024-04-11 20:00
2024-04-11 21:00
2024-04-11 22:00
2024-04-11 23:00
2024-04-12
2024-04-12 01:00
2024-04-12 02:00
2024-04-12 03:00
2024-04-12 04:00
2024-04-12 05:00
2024-04-12 06:00
2024-04-12 07:00
2024-04-12 08:00
2024-04-12 09:00
2024-04-12 10:00
2024-04-12 11:00
2024-04-12 12:00
2024-04-12 13:00
2024-04-12 14:00
2024-04-12 15:00
2024-04-12 16:00
2024-04-12 17:00
2024-04-12 18:00
2024-04-12 19:00
2024-04-12 20:00
2024-04-12 21:00
2024-04-12 22:00
2024-04-12 23:00
2024-04-13
2024-04-13 01:00
2024-04-13 02:00
2024-04-13 03:00
2024-04-13 04:00
2024-04-13 05:00
2024-04-13 06:00
2024-04-13 07:00
2024-04-13 08:00
2024-04-13 09:00
2024-04-13 10:00
2024-04-13 11:00
2024-04-13 12:00
2024-04-13 13:00
2024-04-13 14:00
2024-04-13 15:00
2024-04-13 16:00
2024-04-13 17:00
2024-04-13 18:00
2024-04-13 19:00
2024-04-13 20:00
2024-04-13 21:00
2024-04-13 22:00
2024-04-13 23:00
2024-04-14
2024-04-14 01:00
2024-04-14 02:00
2024-04-14 03:00
2024-04-14 04:00
2024-04-14 05:00
2024-04-14 06:00
2024-04-14 07:00
2024-04-14 08:00
2024-04-14 09:00
2024-04-14 10:00
2024-04-14 11:00
2024-04-14 12:00
2024-04-14 13:00
2024-04-14 14:00
2024-04-14 15:00
2024-04-14 16:00
2024-04-14 17:00
2024-04-14 18:00
2024-04-14 19:00
2024-04-14 20:00
2024-04-14 21:00
2024-04-14 22:00
2024-04-14 23:00
2024-04-15
2024-04-15 01:00
2024-04-15 02:00
2024-04-15 03:00
2024-04-15 04:00
2024-04-15 05:00
2024-04-15 06:00
2024-04-15 07:00
2024-04-15 08:00
2024-04-15 09:00
2024-04-15 10:00
2024-04-15 11:00
2024-04-15 12:00
2024-04-15 13:00
2024-04-15 14:00
2024-04-15 15:00
2024-04-15 16:00
2024-04-15 17:00
2024-04-15 18:00
2024-04-15 19:00
2024-04-15 20:00
2024-04-15 21:00
2024-04-15 22:00
2024-04-15 23:00
2024-04-16
2024-04-16 01:00
2024-04-16 02:00
2024-04-16 03:00
2024-04-16 04:00
2024-04-16 05:00
2024-04-16 06:00
2024-04-16 07:00
2024-04-16 08:00
2024-04-16 09:00
2024-04-16 10:00
2024-04-16 11:00
2024-04-16 12:00
2024-04-16 13:00
2024-04-16 14:00
2024-04-16 15:00
2024-04-16 16:00
2024-04-16 17:00
2024-04-16 18:00
2024-04-16 19:00
2024-04-16 20:00
2024-04-16 21:00
2024-04-16 22:00
2024-04-16 23:00
2024-04-17
2024-04-17 01:00
2024-04-17 02:00
2024-04-17 03:00
2024-04-17 04:00
2024-04-17 05:00
2024-04-17 06:00
2024-04-17 07:00
2024-04-17 08:00
2024-04-17 09:00
2024-04-17 10:00
2024-04-17 11:00
2024-04-17 12:00
2024-04-17 13:00
2024-04-17 14:00
2024-04-17 15:00
2024-04-17 16:00
2024-04-17 17:00
2024-04-17 18:00
2024-04-17 19:00
2024-04-17 20:00
2024-04-17 21:00
2024-04-17 22:00
2024-04-17 23:00
2024-04-18
2024-04-18 01:00
2024-04-18 02:00
2024-04-18 03:00
2024-04-18 04:00
2024-04-18 05:00
2024-04-18 06:00
2024-04-18 07:00
2024-04-18 08:00
2024-04-18 09:00
2024-04-18 10:00
2024-04-18 11:00
2024-04-18 12:00
2024-04-18 13:00
2024-04-18 14:00
2024-04-18 15:00
2024-04-18 16:00
2024-04-18 17:00
2024-04-18 18:00
2024-04-18 19:00
2024-04-18 20:00
2024-04-18 21:00
2024-04-18 22:00
2024-04-18 23:00
2024-04-19
2024-04-19 01:00
2024-04-19 02:00
2024-04-19 03:00
2024-04-19 04:00
2024-04-19 05:00
2024-04-19 06:00
2024-04-19 07:00
2024-04-19 08:00
2024-04-19 09:00
2024-04-19 10:00
2024-04-19 11:00
2024-04-19 12:00
2024-04-19 13:00
2024-04-19 14:00
2024-04-19 15:00
2024-04-19 16:00
2024-04-19 17:00
2024-04-19 18:00
2024-04-19 19:00
2024-04-19 20:00
2024-04-19 21:00
2024-04-19 22:00
2024-04-19 23:00
2024-04-20
2024-04-20 01:00
2024-04-20 02:00
2024-04-20 03:00
2024-04-20 04:00
2024-04-20 05:00
2024-04-20 06:00
2024-04-20 07:00
2024-04-20 08:00
2024-04-20 09:00
2024-04-20 10:00
2024-04-20 11:00
2024-04-20 12:00
2024-04-20 13:00
2024-04-20 14:00
2024-04-20 15:00
2024-04-20 16:00
2024-04-20 17:00
2024-04-20 18:00
2024-04-20 19:00
2024-04-20 20:00
2024-04-20 21:00
2024-04-20 22:00
2024-04-20 23:00
2024-04-21
2024-04-21 01:00
2024-04-21 02:00
2024-04-21 03:00
2024-04-21 04:00
2024-04-21 05:00
2024-04-21 06:00
2024-04-21 07:00
2024-04-21 08:00
2024-04-21 09:00
2024-04-21 10:00
2024-04-21 11:00
2024-04-21 12:00
2024-04-21 13:00
2024-04-21 14:00
2024-04-21 15:00
2024-04-21 16:00
2024-04-21 17:00
2024-04-21 18:00
2024-04-21 19:00
2024-04-21 20:00
2024-04-21 21:00
2024-04-21 22:00
2024-04-21 23:00
2024-04-22
2024-04-22 01:00
2024-04-22 02:00
2024-04-22 03:00
2024-04-22 04:00
2024-04-22 05:00
2024-04-22 06:00
2024-04-22 07:00
2024-04-22 08:00
2024-04-22 09:00
2024-04-22 10:00
2024-04-22 11:00
2024-04-22 12:00
2024-04-22 13:00
2024-04-22 14:00
2024-04-22 15:00
2024-04-22 16:00
2024-04-22 17:00
2024-04-22 18:00
2024-04-22 19:00
2024-04-22 20:00
2024-04-22 21:00
2024-04-22 22:00
2024-04-22 23:00
2024-04-23
2024-04-23 01:00
2024-04-23 02:00
2024-04-23 03:00
2024-04-23 04:00
2024-04-23 05:00
2024-04-23 06:00
2024-04-23 07:00
2024-04-23 08:00
2024-04-23 09:00
2024-04-23 10:00
2024-04-23 11:00
2024-04-23 12:00
2024-04-23 13:00
2024-04-23 14:00
2024-04-23 15:00
2024-04-23 16:00
2024-04-23 17:00
2024-04-23 18:00
2024-04-23 19:00
2024-04-23 20:00
2024-04-23 21:00
2024-04-23 22:00
2024-04-23 23:00
2024-04-24
2024-04-24 01:00
2024-04-24 02:00
2024-04-24 03:00
2024-04-24 04:00
2024-04-24 05:00
2024-04-24 06:00
2024-04-24 07:00
2024-04-24 08:00
2024-04-24 09:00
2024-04-24 10:00
2024-04-24 11:00
2024-04-24 12:00
2024-04-24 13:00
2024-04-24 14:00
2024-04-24 15:00
2024-04-24 16:00
2024-04-24 17:00
2024-04-24 18:00
2024-04-24 19:00
2024-04-24 20:00
2024-04-24 21:00
2024-04-24 22:00
2024-04-24 23:00
2024-04-25
2024-04-25 01:00
2024-04-25 02:00
2024-04-25 03:00
2024-04-25 04:00
2024-04-25 05:00
2024-04-25 06:00
2024-04-25 07:00
2024-04-25 08:00
2024-04-25 09:00
2024-04-25 10:00
2024-04-25 11:00
2024-04-25 12:00
2024-04-25 13:00
2024-04-25 14:00
2024-04-25 15:00
2024-04-25 16:00
2024-04-25 17:00
2024-04-25 18:00
2024-04-25 19:00
2024-04-25 20:00
2024-04-25 21:00
2024-04-25 22:00
2024-04-25 23:00
2024-04-26
2024-04-26 01:00
2024-04-26 02:00
2024-04-26 03:00
2024-04-26 04:00
2024-04-26 05:00
2024-04-26 06:00
2024-04-26 07:00
2024-04-26 08:00
2024-04-26 09:00
2024-04-26 10:00
2024-04-26 11:00
2024-04-26 12:00
2024-04-26 13:00
2024-04-26 14:00
2024-04-26 15:00
2024-04-26 16:00
2024-04-26 17:00
2024-04-26 18:00
2024-04-26 19:00
2024-04-26 20:00
2024-04-26 21:00
2024-04-26 22:00
2024-04-26 23:00
2024-04-27
2024-04-27 01:00
2024-04-27 02:00
2024-04-27 03:00
2024-04-27 04:00
2024-04-27 05:00
2024-04-27 06:00
2024-04-27 07:00
2024-04-27 08:00
2024-04-27 09:00
2024-04-27 10:00
2024-04-27 11:00
2024-04-27 12:00
2024-04-27 13:00
2024-04-27 14:00
2024-04-27 15:00
2024-04-27 16:00
2024-04-27 17:00
2024-04-27 18:00
2024-04-27 19:00
2024-04-27 20:00
2024-04-27 21:00
2024-04-27 22:00
2024-04-27 23:00
2024-04-28
2024-04-28 01:00
2024-04-28 02:00
2024-04-28 03:00
2024-04-28 04:00
2024-04-28 05:00
2024-04-28 06:00
2024-04-28 07:00
2024-04-28 08:00
2024-04-28 09:00
2024-04-28 10:00
2024-04-28 11:00
2024-04-28 12:00
2024-04-28 13:00
2024-04-28 14:00
2024-04-28 15:00
2024-04-28 16:00
2024-04-28 17:00
2024-04-28 18:00
2024-04-28 19:00
2024-04-28 20:00
2024-04-28 21:00
2024-04-28 22:00
2024-04-28 23:00
2024-04-29
2024-04-29 01:00
2024-04-29 02:00
2024-04-29 03:00
2024-04-29 04:00
2024-04-29 05:00
2024-04-29 06:00
2024-04-29 07:00
2024-04-29 08:00
2024-04-29 09:00
2024-04-29 10:00
2024-04-29 11:00
2024-04-29 12:00
2024-04-29 13:00
2024-04-29 14:00
2024-04-29 15:00
2024-04-29 16:00
2024-04-29 17:00
2024-04-29 18:00
2024-04-29 19:00
2024-04-29 20:00
2024-04-29 21:00
2024-04-29 22:00
2024-04-29 23:00
2024-04-30
2024-04-30 01:00
2024-04-30 02:00
2024-04-30 03:00
2024-04-30 04:00
2024-04-30 05:00
2024-04-30 06:00
2024-04-30 07:00
2024-04-30 08:00
2024-04-30 09:00
2024-04-30 10:00
2024-04-30 11:00
2024-04-30 12:00
2024-04-30 13:00
2024-04-30 14:00
2024-04-30 15:00
2024-04-30 16:00
2024-04-30 17:00
2024-04-30 18:00
2024-04-30 19:00
2024-04-30 20:00
2024-04-30 21:00
2024-04-30 22:00
2024-04-30 23:00
2024-05-01
2024-05-01 01:00
2024-05-01 02:00
2024-05-01 03:00
2024-05-01 04:00
2024-05-01 05:00
2024-05-01 06:00
2024-05-01 07:00
2024-05-01 08:00
2024-05-01 09:00
2024-05-01 10:00
2024-05-01 11:00
2024-05-01 12:00
2024-05-01 13:00
2024-05-01 14:00
2024-05-01 15:00
2024-05-01 16:00
2024-05-01 17:00
2024-05-01 18:00
2024-05-01 19:00
2024-05-01 20:00
2024-05-01 21:00
2024-05-01 22:00
2024-05-01 23:00
2024-05-02
2024-05-02 01:00
2024-05-02 02:00
2024-05-02 03:00
2024-05-02 04:00
2024-05-02 05:00
2024-05-02 06:00
2024-05-02 07:00
2024-05-02 08:00
2024-05-02 09:00
2024-05-02 10:00
2024-05-02 11:00
2024-05-02 12:00
2024-05-02 13:00
2024-05-02 14:00
2024-05-02 15:00
2024-05-02 16:00
2024-05-02 17:00
2024-05-02 18:00
2024-05-02 19:00
2024-05-02 20:00
2024-05-02 21:00
2024-05-02 22:00
2024-05-02 23:00
2024-05-03
2024-05-03 01:00
2024-05-03 02:00
2024-05-03 03:00
2024-05-03 04:00
2024-05-03 05:00
2024-05-03 06:00
2024-05-03 07:00
2024-05-03 08:00
2024-05-03 09:00
2024-05-03 10:00
2024-05-03 11:00
2024-05-03 12:00
2024-05-03 13:00
2024-05-03 14:00
2024-05-03 15:00
2024-05-03 16:00
2024-05-03 17:00
2024-05-03 18:00
2024-05-03 19:00
2024-05-03 20:00
2024-05-03 21:00
2024-05-03 22:00
2024-05-03 23:00
2024-05-04
2024-05-04 01:00
2024-05-04 02:00
2024-05-04 03:00
2024-05-04 04:00
2024-05-04 05:00
2024-05-04 06:00
2024-05-04 07:00
2024-05-04 08:00
2024-05-04 09:00
2024-05-04 10:00
2024-05-04 11:00
2024-05-04 12:00
2024-05-04 13:00
2024-05-04 14:00
2024-05-04 15:00
2024-05-04 16:00
2024-05-04 17:00
2024-05-04 18:00
2024-05-04 19:00
2024-05-04 20:00
2024-05-04 21:00
2024-05-04 22:00
2024-05-04 23:00
2024-05-05
2024-05-05 01:00
2024-05-05 02:00
2024-05-05 03:00
2024-05-05 04:00
2024-05-05 05:00
2024-05-05 06:00
2024-05-05 07:00
2024-05-05 08:00
2024-05-05 09:00
2024-05-05 10:00
2024-05-05 11:00
2024-05-05 12:00
2024-05-05 13:00
2024-05-05 14:00
2024-05-05 15:00
2024-05-05 16:00
2024-05-05 17:00
2024-05-05 18:00
2024-05-05 19:00
2024-05-05 20:00
2024-05-05 21:00
2024-05-05 22:00
2024-05-05 23:00
2024-05-06
2024-05-06 01:00
2024-05-06 02:00
2024-05-06 03:00
2024-05-06 04:00
2024-05-06 05:00
2024-05-06 06:00
2024-05-06 07:00
2024-05-06 08:00
2024-05-06 09:00
2024-05-06 10:00
2024-05-06 11:00
2024-05-06 12:00
2024-05-06 13:00
2024-05-06 14:00
2024-05-06 15:00
2024-05-06 16:00
2024-05-06 17:00
2024-05-06 18:00
2024-05-06 19:00
2024-05-06 20:00
2024-05-06 21:00
2024-05-06 22:00
2024-05-06 23:00
2024-05-07
2024-05-07 01:00
2024-05-07 02:00
2024-05-07 03:00
2024-05-07 04:00
2024-05-07 05:00
2024-05-07 06:00
2024-05-07 07:00
2024-05-07 08:00
2024-05-07 09:00
2024-05-07 10:00
2024-05-07 11:00
2024-05-07 12:00
2024-05-07 13:00
2024-05-07 14:00
2024-05-07 15:00
2024-05-07 16:00
2024-05-07 17:00
2024-05-07 18:00
2024-05-07 19:00
2024-05-07 20:00
2024-05-07 21:00
2024-05-07 22:00
2024-05-07 23:00
2024-05-08
2024-05-08 01:00
2024-05-08 02:00
2024-05-08 03:00
2024-05-08 04:00
2024-05-08 05:00
2024-05-08 06:00
2024-05-08 07:00
2024-05-08 08:00
2024-05-08 09:00
2024-05-08 10:00
2024-05-08 11:00
2024-05-08 12:00
2024-05-08 13:00
2024-05-08 14:00
2024-05-08 15:00
2024-05-08 16:00
2024-05-08 17:00
2024-05-08 18:00
2024-05-08 19:00
2024-05-08 20:00
2024-05-08 21:00
2024-05-08 22:00
2024-05-08 23:00
2024-05-09
2024-05-09 01:00
2024-05-09 02:00
2024-05-09 03:00
2024-05-09 04:00
2024-05-09 05:00
2024-05-09 06:00
2024-05-09 07:00
2024-05-09 08:00
2024-05-09 09:00
2024-05-09 10:00
2024-05-09 11:00
2024-05-09 12:00
2024-05-09 13:00
2024-05-09 14:00
2024-05-09 15:00
2024-05-09 16:00
2024-05-09 17:00
2024-05-09 18:00
2024-05-09 19:00
2024-05-09 20:00
2024-05-09 21:00
2024-05-09 22:00
2024-05-09 23:00
2024-05-10
2024-05-10 01:00
2024-05-10 02:00
2024-05-10 03:00
2024-05-10 04:00
2024-05-10 05:00
2024-05-10 06:00
2024-05-10 07:00
2024-05-10 08:00
2024-05-10 09:00
2024-05-10 10:00
2024-05-10 11:00
2024-05-10 12:00
2024-05-10 13:00
2024-05-10 14:00
2024-05-10 15:00
2024-05-10 16:00
2024-05-10 17:00
2024-05-10 18:00
2024-05-10 19:00
2024-05-10 20:00
2024-05-10 21:00
2024-05-10 22:00
2024-05-10 23:00
2024-05-11
2024-05-11 01:00
2024-05-11 02:00
2024-05-11 03:00
2024-05-11 04:00
2024-05-11 05:00
2024-05-11 06:00
2024-05-11 07:00
2024-05-11 08:00
2024-05-11 09:00
2024-05-11 10:00
2024-05-11 11:00
2024-05-11 12:00
2024-05-11 13:00
2024-05-11 14:00
2024-05-11 15:00
2024-05-11 16:00
2024-05-11 17:00
2024-05-11 18:00
2024-05-11 19:00
2024-05-11 20:00
2024-05-11 21:00
2024-05-11 22:00
2024-05-11 23:00
2024-05-12
2024-05-12 01:00
2024-05-12 02:00
2024-05-12 03:00
2024-05-12 04:00
2024-05-12 05:00
2024-05-12 06:00
2024-05-12 07:00
2024-05-12 08:00
2024-05-12 09:00
2024-05-12 10:00
2024-05-12 11:00
2024-05-12 12:00
2024-05-12 13:00
2024-05-12 14:00
2024-05-12 15:00
2024-05-12 16:00
2024-05-12 17:00
2024-05-12 18:00
2024-05-12 19:00
2024-05-12 20:00
2024-05-12 21:00
2024-05-12 22:00
2024-05-12 23:00
2024-05-13
2024-05-13 01:00
2024-05-13 02:00
2024-05-13 03:00
2024-05-13 04:00
2024-05-13 05:00
2024-05-13 06:00
2024-05-13 07:00
2024-05-13 08:00
2024-05-13 09:00
2024-05-13 10:00
2024-05-13 11:00
2024-05-13 12:00
2024-05-13 13:00
2024-05-13 14:00
2024-05-13 15:00
2024-05-13 16:00
2024-05-13 17:00
2024-05-13 18:00
2024-05-13 19:00
2024-05-13 20:00
2024-05-13 21:00
2024-05-13 22:00
2024-05-13 23:00
2024-05-14
2024-05-14 01:00
2024-05-14 02:00
2024-05-14 03:00
2024-05-14 04:00
2024-05-14 05:00
2024-05-14 06:00
2024-05-14 07:00
2024-05-14 08:00
2024-05-14 09:00
2024-05-14 10:00
2024-05-14 11:00
2024-05-14 12:00
2024-05-14 13:00
2024-05-14 14:00
2024-05-14 15:00
2024-05-14 16:00
2024-05-14 17:00
2024-05-14 18:00
2024-05-14 19:00
2024-05-14 20:00
2024-05-14 21:00
2024-05-14 22:00
2024-05-14 23:00
2024-05-15
2024-05-15 01:00
2024-05-15 02:00
2024-05-15 03:00
2024-05-15 04:00
2024-05-15 05:00
2024-05-15 06:00
2024-05-15 07:00
2024-05-15 08:00
2024-05-15 09:00
2024-05-15 10:00
2024-05-15 11:00
2024-05-15 12:00
2024-05-15 13:00
2024-05-15 14:00
2024-05-15 15:00
2024-05-15 16:00
2024-05-15 17:00
2024-05-15 18:00
2024-05-15 19:00
2024-05-15 20:00
2024-05-15 21:00
2024-05-15 22:00
2024-05-15 23:00
2024-05-16
2024-05-16 01:00
2024-05-16 02:00
2024-05-16 03:00
2024-05-16 04:00
2024-05-16 05:00
2024-05-16 06:00
2024-05-16 07:00
2024-05-16 08:00
2024-05-16 09:00
2024-05-16 10:00
2024-05-16 11:00
2024-05-16 12:00
2024-05-16 13:00
2024-05-16 14:00
2024-05-16 15:00
2024-05-16 16:00
2024-05-16 17:00
2024-05-16 18:00
2024-05-16 19:00
2024-05-16 20:00
2024-05-16 21:00
2024-05-16 22:00
2024-05-16 23:00
2024-05-17
2024-05-17 01:00
2024-05-17 02:00
2024-05-17 03:00
2024-05-17 04:00
2024-05-17 05:00
2024-05-17 06:00
2024-05-17 07:00
2024-05-17 08:00
2024-05-17 09:00
2024-05-17 10:00
2024-05-17 11:00
2024-05-17 12:00
2024-05-17 13:00
2024-05-17 14:00
2024-05-17 15:00
2024-05-17 16:00
2024-05-17 17:00
2024-05-17 18:00
2024-05-17 19:00
2024-05-17 20:00
2024-05-17 21:00
2024-05-17 22:00
2024-05-17 23:00
2024-05-18
2024-05-18 01:00
2024-05-18 02:00
2024-05-18 03:00
2024-05-18 04:00
2024-05-18 05:00
2024-05-18 06:00
2024-05-18 07:00
2024-05-18 08:00
2024-05-18 09:00
2024-05-18 10:00
2024-05-18 11:00
2024-05-18 12:00
2024-05-18 13:00
2024-05-18 14:00
2024-05-18 15:00
2024-05-18 16:00
2024-05-18 17:00
2024-05-18 18:00
2024-05-18 19:00
2024-05-18 20:00
2024-05-18 21:00
2024-05-18 22:00
2024-05-18 23:00
2024-05-19
2024-05-19 01:00
2024-05-19 02:00
2024-05-19 03:00
2024-05-19 04:00
2024-05-19 05:00
2024-05-19 06:00
2024-05-19 07:00
2024-05-19 08:00
2024-05-19 09:00
2024-05-19 10:00
2024-05-19 11:00
2024-05-19 12:00
2024-05-19 13:00
2024-05-19 14:00
2024-05-19 15:00
2024-05-19 16:00
2024-05-19 17:00
2024-05-19 18:00
2024-05-19 19:00
2024-05-19 20:00
2024-05-19 21:00
2024-05-19 22:00
2024-05-19 23:00
2024-05-20
2024-05-20 01:00
2024-05-20 02:00
2024-05-20 03:00
2024-05-20 04:00
2024-05-20 05:00
2024-05-20 06:00
2024-05-20 07:00
2024-05-20 08:00
2024-05-20 09:00
2024-05-20 10:00
2024-05-20 11:00
2024-05-20 12:00
2024-05-20 13:00
2024-05-20 14:00
2024-05-20 15:00
2024-05-20 16:00
2024-05-20 17:00
2024-05-20 18:00
2024-05-20 19:00
2024-05-20 20:00
2024-05-20 21:00
2024-05-20 22:00
2024-05-20 23:00
2024-05-21
2024-05-21 01:00
2024-05-21 02:00
2024-05-21 03:00
2024-05-21 04:00
2024-05-21 05:00
2024-05-21 06:00
2024-05-21 07:00
2024-05-21 08:00
2024-05-21 09:00
2024-05-21 10:00
2024-05-21 11:00
2024-05-21 12:00
2024-05-21 13:00
2024-05-21 14:00
2024-05-21 15:00
2024-05-21 16:00
2024-05-21 17:00
2024-05-21 18:00
2024-05-21 19:00
2024-05-21 20:00
2024-05-21 21:00
2024-05-21 22:00
2024-05-21 23:00
2024-05-22
2024-05-22 01:00
2024-05-22 02:00
2024-05-22 03:00
2024-05-22 04:00
2024-05-22 05:00
2024-05-22 06:00
2024-05-22 07:00
2024-05-22 08:00
2024-05-22 09:00
2024-05-22 10:00
2024-05-22 11:00
2024-05-22 12:00
2024-05-22 13:00
2024-05-22 14:00
2024-05-22 15:00
2024-05-22 16:00
2024-05-22 17:00
2024-05-22 18:00
2024-05-22 19:00
2024-05-22 20:00
2024-05-22 21:00
2024-05-22 22:00
2024-05-22 23:00
2024-05-23
2024-05-23 01:00
2024-05-23 02:00
2024-05-23 03:00
2024-05-23 04:00
2024-05-23 05:00
2024-05-23 06:00
2024-05-23 07:00
2024-05-23 08:00
2024-05-23 09:00
2024-05-23 10:00
2024-05-23 11:00
2024-05-23 12:00
2024-05-23 13:00
2024-05-23 14:00
2024-05-23 15:00
2024-05-23 16:00
2024-05-23 17:00
2024-05-23 18:00
2024-05-23 19:00
2024-05-23 20:00
2024-05-23 21:00
2024-05-23 22:00
2024-05-23 23:00
2024-05-24
2024-05-24 01:00
2024-05-24 02:00
2024-05-24 03:00
2024-05-24 04:00
2024-05-24 05:00
2024-05-24 06:00
2024-05-24 07:00
2024-05-24 08:00
2024-05-24 09:00
2024-05-24 10:00
2024-05-24 11:00
2024-05-24 12:00
2024-05-24 13:00
2024-05-24 14:00
2024-05-24 15:00
2024-05-24 16:00
2024-05-24 17:00
2024-05-24 18:00
2024-05-24 19:00
2024-05-24 20:00
2024-05-24 21:00
2024-05-24 22:00
2024-05-24 23:00
2024-05-25
2024-05-25 01:00
2024-05-25 02:00
2024-05-25 03:00
2024-05-25 04:00
2024-05-25 05:00
2024-05-25 06:00
2024-05-25 07:00
2024-05-25 08:00
2024-05-25 09:00
2024-05-25 10:00
2024-05-25 11:00
2024-05-25 12:00
2024-05-25 13:00
2024-05-25 14:00
2024-05-25 15:00
2024-05-25 16:00
2024-05-25 17:00
2024-05-25 18:00
2024-05-25 19:00
2024-05-25 20:00
2024-05-25 21:00
2024-05-25 22:00
2024-05-25 23:00
2024-05-26
2024-05-26 01:00
2024-05-26 02:00
2024-05-26 03:00
2024-05-26 04:00
2024-05-26 05:00
2024-05-26 06:00
2024-05-26 07:00
2024-05-26 08:00
2024-05-26 09:00
2024-05-26 10:00
2024-05-26 11:00
2024-05-26 12:00
2024-05-26 13:00
2024-05-26 14:00
2024-05-26 15:00
2024-05-26 16:00
2024-05-26 17:00
2024-05-26 18:00
2024-05-26 19:00
2024-05-26 20:00
2024-05-26 21:00
2024-05-26 22:00
2024-05-26 23:00
2024-05-27
2024-05-27 01:00
2024-05-27 02:00
2024-05-27 03:00
2024-05-27 04:00
2024-05-27 05:00
2024-05-27 06:00
2024-05-27 07:00
2024-05-27 08:00
2024-05-27 09:00
2024-05-27 10:00
2024-05-27 11:00
2024-05-27 12:00
2024-05-27 13:00
2024-05-27 14:00
2024-05-27 15:00
2024-05-27 16:00
2024-05-27 17:00
2024-05-27 18:00
2024-05-27 19:00
2024-05-27 20:00
2024-05-27 21:00
2024-05-27 22:00
2024-05-27 23:00
2024-05-28
2024-05-28 01:00
2024-05-28 02:00
2024-05-28 03:00
2024-05-28 04:00
2024-05-28 05:00
2024-05-28 06:00
2024-05-28 07:00
2024-05-28 08:00
2024-05-28 09:00
2024-05-28 10:00
2024-05-28 11:00
2024-05-28 12:00
2024-05-28 13:00
2024-05-28 14:00
2024-05-28 15:00
2024-05-28 16:00
2024-05-28 17:00
2024-05-28 18:00
2024-05-28 19:00
2024-05-28 20:00
2024-05-28 21:00
2024-05-28 22:00
2024-05-28 23:00
2024-05-29
2024-05-29 01:00
2024-05-29 02:00
2024-05-29 03:00
2024-05-29 04:00
2024-05-29 05:00
2024-05-29 06:00
2024-05-29 07:00
2024-05-29 08:00
2024-05-29 09:00
2024-05-29 10:00
2024-05-29 11:00
2024-05-29 12:00
2024-05-29 13:00
2024-05-29 14:00
2024-05-29 15:00
2024-05-29 16:00
2024-05-29 17:00
2024-05-29 18:00
2024-05-29 19:00
2024-05-29 20:00
2024-05-29 21:00
2024-05-29 22:00
2024-05-29 23:00
2024-05-30
2024-05-30 01:00
2024-05-30 02:00
2024-05-30 03:00
2024-05-30 04:00
2024-05-30 05:00
2024-05-30 06:00
2024-05-30 07:00
2024-05-30 08:00
2024-05-30 09:00
2024-05-30 10:00
2024-05-30 11:00
2024-05-30 12:00
2024-05-30 13:00
2024-05-30 14:00
2024-05-30 15:00
2024-05-30 16:00
2024-05-30 17:00
2024-05-30 18:00
2024-05-30 19:00
2024-05-30 20:00
2024-05-30 21:00
2024-05-30 22:00
2024-05-30 23:00
2024-05-31
2024-05-31 01:00
2024-05-31 02:00
2024-05-31 03:00
2024-05-31 04:00
2024-05-31 05:00
2024-05-31 06:00
2024-05-31 07:00
2024-05-31 08:00
2024-05-31 09:00
2024-05-31 10:00
2024-05-31 11:00
2024-05-31 12:00
2024-05-31 13:00
2024-05-31 14:00
2024-05-31 15:00
2024-05-31 16:00
2024-05-31 17:00
2024-05-31 18:00
2024-05-31 19:00
2024-05-31 20:00
2024-05-31 21:00
2024-05-31 22:00
2024-05-31 23:00
2024-06-01
2024-06-01 01:00
2024-06-01 02:00
2024-06-01 03:00
2024-06-01 04:00
2024-06-01 05:00
2024-06-01 06:00
2024-06-01 07:00
2024-06-01 08:00
2024-06-01 09:00
2024-06-01 10:00
2024-06-01 11:00
2024-06-01 12:00
2024-06-01 13:00
2024-06-01 14:00
2024-06-01 15:00
2024-06-01 16:00
2024-06-01 17:00
2024-06-01 18:00
2024-06-01 19:00
2024-06-01 20:00
2024-06-01 21:00
2024-06-01 22:00
2024-06-01 23:00
2024-06-02
2024-06-02 01:00
2024-06-02 02:00
2024-06-02 03:00
2024-06-02 04:00
2024-06-02 05:00
2024-06-02 06:00
2024-06-02 07:00
2024-06-02 08:00
2024-06-02 09:00
2024-06-02 10:00
2024-06-02 11:00
2024-06-02 12:00
2024-06-02 13:00
2024-06-02 14:00
2024-06-02 15:00
2024-06-02 16:00
2024-06-02 17:00
2024-06-02 18:00
2024-06-02 19:00
2024-06-02 20:00
2024-06-02 21:00
2024-06-02 22:00
2024-06-02 23:00
2024-06-03
2024-06-03 01:00
2024-06-03 02:00
2024-06-03 03:00
2024-06-03 04:00
2024-06-03 05:00
2024-06-03 06:00
2024-06-03 07:00
2024-06-03 08:00
2024-06-03 09:00
2024-06-03 10:00
2024-06-03 11:00
2024-06-03 12:00
2024-06-03 13:00
2024-06-03 14:00
2024-06-03 15:00
2024-06-03 16:00
2024-06-03 17:00
2024-06-03 18:00
2024-06-03 19:00
2024-06-03 20:00
2024-06-03 21:00
2024-06-03 22:00
2024-06-03 23:00
2024-06-04
2024-06-04 01:00
2024-06-04 02:00
2024-06-04 03:00
2024-06-04 04:00
2024-06-04 05:00
2024-06-04 06:00
2024-06-04 07:00
2024-06-04 08:00
2024-06-04 09:00
2024-06-04 10:00
2024-06-04 11:00
2024-06-04 12:00
2024-06-04 13:00
2024-06-04 14:00
2024-06-04 15:00
2024-06-04 16:00
2024-06-04 17:00
2024-06-04 18:00
2024-06-04 19:00
2024-06-04 20:00
2024-06-04 21:00
2024-06-04 22:00
2024-06-04 23:00
2024-06-05
2024-06-05 01:00
2024-06-05 02:00
2024-06-05 03:00
2024-06-05 04:00
2024-06-05 05:00
2024-06-05 06:00
2024-06-05 07:00
2024-06-05 08:00
2024-06-05 09:00
2024-06-05 10:00
2024-06-05 11:00
2024-06-05 12:00
2024-06-05 13:00
2024-06-05 14:00
2024-06-05 15:00
2024-06-05 16:00
2024-06-05 17:00
2024-06-05 18:00
2024-06-05 19:00
2024-06-05 20:00
2024-06-05 21:00
2024-06-05 22:00
2024-06-05 23:00
2024-06-06
2024-06-06 01:00
2024-06-06 02:00
2024-06-06 03:00
2024-06-06 04:00
2024-06-06 05:00
2024-06-06 06:00
2024-06-06 07:00
2024-06-06 08:00
2024-06-06 09:00
2024-06-06 10:00
2024-06-06 11:00
2024-06-06 12:00
2024-06-06 13:00
2024-06-06 14:00
2024-06-06 15:00
2024-06-06 16:00
2024-06-06 17:00
2024-06-06 18:00
2024-06-06 19:00
2024-06-06 20:00
2024-06-06 21:00
2024-06-06 22:00
2024-06-06 23:00
2024-06-07
2024-06-07 01:00
2024-06-07 02:00
2024-06-07 03:00
2024-06-07 04:00
2024-06-07 05:00
2024-06-07 06:00
2024-06-07 07:00
2024-06-07 08:00
2024-06-07 09:00
2024-06-07 10:00
2024-06-07 11:00
2024-06-07 12:00
2024-06-07 13:00
2024-06-07 14:00
2024-06-07 15:00
2024-06-07 16:00
2024-06-07 17:00
2024-06-07 18:00
2024-06-07 19:00
2024-06-07 20:00
2024-06-07 21:00
2024-06-07 22:00
2024-06-07 23:00
2024-06-08
2024-06-08 01:00
2024-06-08 02:00
2024-06-08 03:00
2024-06-08 04:00
2024-06-08 05:00
2024-06-08 06:00
2024-06-08 07:00
2024-06-08 08:00
2024-06-08 09:00
2024-06-08 10:00
2024-06-08 11:00
2024-06-08 12:00
2024-06-08 13:00
2024-06-08 14:00
2024-06-08 15:00
2024-06-08 16:00
2024-06-08 17:00
2024-06-08 18:00
2024-06-08 19:00
2024-06-08 20:00
2024-06-08 21:00
2024-06-08 22:00
2024-06-08 23:00
2024-06-09
2024-06-09 01:00
2024-06-09 02:00
2024-06-09 03:00
2024-06-09 04:00
2024-06-09 05:00
2024-06-09 06:00
2024-06-09 07:00
2024-06-09 08:00
2024-06-09 09:00
2024-06-09 10:00
2024-06-09 11:00
2024-06-09 12:00
2024-06-09 13:00
2024-06-09 14:00
2024-06-09 15:00
2024-06-09 16:00
2024-06-09 17:00
2024-06-09 18:00
2024-06-09 19:00
2024-06-09 20:00
2024-06-09 21:00
2024-06-09 22:00
2024-06-09 23:00
2024-06-10
2024-06-10 01:00
2024-06-10 02:00
2024-06-10 03:00
2024-06-10 04:00
2024-06-10 05:00
2024-06-10 06:00
2024-06-10 07:00
2024-06-10 08:00
2024-06-10 09:00
2024-06-10 10:00
2024-06-10 11:00
2024-06-10 12:00
2024-06-10 13:00
2024-06-10 14:00
2024-06-10 15:00
2024-06-10 16:00
2024-06-10 17:00
2024-06-10 18:00
2024-06-10 19:00
2024-06-10 20:00
2024-06-10 21:00
2024-06-10 22:00
2024-06-10 23:00
2024-06-11
2024-06-11 01:00
2024-06-11 02:00
2024-06-11 03:00
2024-06-11 04:00
2024-06-11 05:00
2024-06-11 06:00
2024-06-11 07:00
2024-06-11 08:00
2024-06-11 09:00
2024-06-11 10:00
2024-06-11 11:00
2024-06-11 12:00
2024-06-11 13:00
2024-06-11 14:00
2024-06-11 15:00
2024-06-11 16:00
2024-06-11 17:00
2024-06-11 18:00
2024-06-11 19:00
2024-06-11 20:00
2024-06-11 21:00
2024-06-11 22:00
2024-06-11 23:00
2024-06-12
2024-06-12 01:00
2024-06-12 02:00
2024-06-12 03:00
2024-06-12 04:00
2024-06-12 05:00
2024-06-12 06:00
2024-06-12 07:00
2024-06-12 08:00
2024-06-12 09:00
2024-06-12 10:00
2024-06-12 11:00
2024-06-12 12:00
2024-06-12 13:00
2024-06-12 14:00
2024-06-12 15:00
2024-06-12 16:00
2024-06-12 17:00
2024-06-12 18:00
2024-06-12 19:00
2024-06-12 20:00
2024-06-12 21:00
2024-06-12 22:00
2024-06-12 23:00
2024-06-13
2024-06-13 01:00
2024-06-13 02:00
2024-06-13 03:00
2024-06-13 04:00
2024-06-13 05:00
2024-06-13 06:00
2024-06-13 07:00
2024-06-13 08:00
2024-06-13 09:00
2024-06-13 10:00
2024-06-13 11:00
2024-06-13 12:00
2024-06-13 13:00
2024-06-13 14:00
2024-06-13 15:00
2024-06-13 16:00
2024-06-13 17:00
2024-06-13 18:00
2024-06-13 19:00
2024-06-13 20:00
2024-06-13 21:00
2024-06-13 22:00
2024-06-13 23:00
2024-06-14
2024-06-14 01:00
2024-06-14 02:00
2024-06-14 03:00
2024-06-14 04:00
2024-06-14 05:00
2024-06-14 06:00
2024-06-14 07:00
2024-06-14 08:00
2024-06-14 09:00
2024-06-14 10:00
2024-06-14 11:00
2024-06-14 12:00
2024-06-14 13:00
2024-06-14 14:00
2024-06-14 15:00
2024-06-14 16:00
2024-06-14 17:00
2024-06-14 18:00
2024-06-14 19:00
2024-06-14 20:00
2024-06-14 21:00
2024-06-14 22:00
2024-06-14 23:00
2024-06-15
2024-06-15 01:00
2024-06-15 02:00
2024-06-15 03:00
2024-06-15 04:00
2024-06-15 05:00
2024-06-15 06:00
2024-06-15 07:00
2024-06-15 08:00
2024-06-15 09:00
2024-06-15 10:00
2024-06-15 11:00
2024-06-15 12:00
2024-06-15 13:00
2024-06-15 14:00
2024-06-15 15:00
2024-06-15 16:00
2024-06-15 17:00
2024-06-15 18:00
2024-06-15 19:00
2024-06-15 20:00
2024-06-15 21:00
2024-06-15 22:00
2024-06-15 23:00
2024-06-16
2024-06-16 01:00
2024-06-16 02:00
2024-06-16 03:00
2024-06-16 04:00
2024-06-16 05:00
2024-06-16 06:00
2024-06-16 07:00
2024-06-16 08:00
2024-06-16 09:00
2024-06-16 10:00
2024-06-16 11:00
2024-06-16 12:00
2024-06-16 13:00
2024-06-16 14:00
2024-06-16 15:00
2024-06-16 16:00
2024-06-16 17:00
2024-06-16 18:00
2024-06-16 19:00
2024-06-16 20:00
2024-06-16 21:00
2024-06-16 22:00
2024-06-16 23:00
2024-06-17
2024-06-17 01:00
2024-06-17 02:00
2024-06-17 03:00
2024-06-17 04:00
2024-06-17 05:00
2024-06-17 06:00
2024-06-17 07:00
2024-06-17 08:00
2024-06-17 09:00
2024-06-17 10:00
2024-06-17 11:00
2024-06-17 12:00
2024-06-17 13:00
2024-06-17 14:00
2024-06-17 15:00
2024-06-17 16:00
2024-06-17 17:00
2024-06-17 18:00
2024-06-17 19:00
2024-06-17 20:00
2024-06-17 21:00
2024-06-17 22:00
2024-06-17 23:00
2024-06-18
2024-06-18 01:00
2024-06-18 02:00
2024-06-18 03:00
2024-06-18 04:00
2024-06-18 05:00
2024-06-18 06:00
2024-06-18 07:00
2024-06-18 08:00
2024-06-18 09:00
2024-06-18 10:00
2024-06-18 11:00
2024-06-18 12:00
2024-06-18 13:00
2024-06-18 14:00
2024-06-18 15:00
2024-06-18 16:00
2024-06-18 17:00
2024-06-18 18:00
2024-06-18 19:00
2024-06-18 20:00
2024-06-18 21:00
2024-06-18 22:00
2024-06-18 23:00
2024-06-19
2024-06-19 01:00
2024-06-19 02:00
2024-06-19 03:00
2024-06-19 04:00
2024-06-19 05:00
2024-06-19 06:00
2024-06-19 07:00
2024-06-19 08:00
2024-06-19 09:00
2024-06-19 10:00
2024-06-19 11:00
2024-06-19 12:00
2024-06-19 13:00
2024-06-19 14:00
2024-06-19 15:00
2024-06-19 16:00
2024-06-19 17:00
2024-06-19 18:00
2024-06-19 19:00
2024-06-19 20:00
2024-06-19 21:00
2024-06-19 22:00
2024-06-19 23:00
2024-06-20
2024-06-20 01:00
2024-06-20 02:00
2024-06-20 03:00
2024-06-20 04:00
2024-06-20 05:00
2024-06-20 06:00
2024-06-20 07:00
2024-06-20 08:00
2024-06-20 09:00
2024-06-20 10:00
2024-06-20 11:00
2024-06-20 12:00
2024-06-20 13:00
2024-06-20 14:00
2024-06-20 15:00
2024-06-20 16:00
2024-06-20 17:00
2024-06-20 18:00
2024-06-20 19:00
2024-06-20 20:00
2024-06-20 21:00
2024-06-20 22:00
2024-06-20 23:00
2024-06-21
2024-06-21 01:00
2024-06-21 02:00
2024-06-21 03:00
2024-06-21 04:00
2024-06-21 05:00
2024-06-21 06:00
2024-06-21 07:00
2024-06-21 08:00
2024-06-21 09:00
2024-06-21 10:00
2024-06-21 11:00
2024-06-21 12:00
2024-06-21 13:00
2024-06-21 14:00
2024-06-21 15:00
2024-06-21 16:00
2024-06-21 17:00
2024-06-21 18:00
2024-06-21 19:00
2024-06-21 20:00
2024-06-21 21:00
2024-06-21 22:00
2024-06-21 23:00
2024-06-22
2024-06-22 01:00
2024-06-22 02:00
2024-06-22 03:00
2024-06-22 04:00
2024-06-22 05:00
2024-06-22 06:00
2024-06-22 07:00
2024-06-22 08:00
2024-06-22 09:00
2024-06-22 10:00
2024-06-22 11:00
2024-06-22 12:00
2024-06-22 13:00
2024-06-22 14:00
2024-06-22 15:00
2024-06-22 16:00
2024-06-22 17:00
2024-06-22 18:00
2024-06-22 19:00
2024-06-22 20:00
2024-06-22 21:00
2024-06-22 22:00
2024-06-22 23:00
2024-06-23
2024-06-23 01:00
2024-06-23 02:00
2024-06-23 03:00
2024-06-23 04:00
2024-06-23 05:00
2024-06-23 06:00
2024-06-23 07:00
2024-06-23 08:00
2024-06-23 09:00
2024-06-23 10:00
2024-06-23 11:00
2024-06-23 12:00
2024-06-23 13:00
2024-06-23 14:00
2024-06-23 15:00
2024-06-23 16:00
2024-06-23 17:00
2024-06-23 18:00
2024-06-23 19:00
2024-06-23 20:00
2024-06-23 21:00
2024-06-23 22:00
2024-06-23 23:00
2024-06-24
2024-06-24 01:00
2024-06-24 02:00
2024-06-24 03:00
2024-06-24 04:00
2024-06-24 05:00
2024-06-24 06:00
2024-06-24 07:00
2024-06-24 08:00
2024-06-24 09:00
2024-06-24 10:00
2024-06-24 11:00
2024-06-24 12:00
2024-06-24 13:00
2024-06-24 14:00
2024-06-24 15:00
2024-06-24 16:00
2024-06-24 17:00
2024-06-24 18:00
2024-06-24 19:00
2024-06-24 20:00
2024-06-24 21:00
2024-06-24 22:00
2024-06-24 23:00
2024-06-25
2024-06-25 01:00
2024-06-25 02:00
2024-06-25 03:00
2024-06-25 04:00
2024-06-25 05:00
2024-06-25 06:00
2024-06-25 07:00
2024-06-25 08:00
2024-06-25 09:00
2024-06-25 10:00
2024-06-25 11:00
2024-06-25 12:00
2024-06-25 13:00
2024-06-25 14:00
2024-06-25 15:00
2024-06-25 16:00
2024-06-25 17:00
2024-06-25 18:00
2024-06-25 19:00
2024-06-25 20:00
2024-06-25 21:00
2024-06-25 22:00
2024-06-25 23:00
2024-06-26
2024-06-26 01:00
2024-06-26 02:00
2024-06-26 03:00
2024-06-26 04:00
2024-06-26 05:00
2024-06-26 06:00
2024-06-26 07:00
2024-06-26 08:00
2024-06-26 09:00
2024-06-26 10:00
2024-06-26 11:00
2024-06-26 12:00
2024-06-26 13:00
2024-06-26 14:00
2024-06-26 15:00
2024-06-26 16:00
2024-06-26 17:00
2024-06-26 18:00
2024-06-26 19:00
2024-06-26 20:00
2024-06-26 21:00
2024-06-26 22:00
2024-06-26 23:00
2024-06-27
2024-06-27 01:00
2024-06-27 02:00
2024-06-27 03:00
2024-06-27 04:00
2024-06-27 05:00
2024-06-27 06:00
2024-06-27 07:00
2024-06-27 08:00
2024-06-27 09:00
2024-06-27 10:00
2024-06-27 11:00
2024-06-27 12:00
2024-06-27 13:00
2024-06-27 14:00
2024-06-27 15:00
2024-06-27 16:00
2024-06-27 17:00
2024-06-27 18:00
2024-06-27 19:00
2024-06-27 20:00
2024-06-27 21:00
2024-06-27 22:00
2024-06-27 23:00
2024-06-28
2024-06-28 01:00
2024-06-28 02:00
2024-06-28 03:00
2024-06-28 04:00
2024-06-28 05:00
2024-06-28 06:00
2024-06-28 07:00
2024-06-28 08:00
2024-06-28 09:00
2024-06-28 10:00
2024-06-28 11:00
2024-06-28 12:00
2024-06-28 13:00
2024-06-28 14:00
2024-06-28 15:00
2024-06-28 16:00
2024-06-28 17:00
2024-06-28 18:00
2024-06-28 19:00
2024-06-28 20:00
2024-06-28 21:00
2024-06-28 22:00
2024-06-28 23:00
2024-06-29
2024-06-29 01:00
2024-06-29 02:00
2024-06-29 03:00
2024-06-29 04:00
2024-06-29 05:00
2024-06-29 06:00
2024-06-29 07:00
2024-06-29 08:00
2024-06-29 09:00
2024-06-29 10:00
2024-06-29 11:00
2024-06-29 12:00
2024-06-29 13:00
2024-06-29 14:00
2024-06-29 15:00
2024-06-29 16:00
2024-06-29 17:00
2024-06-29 18:00
2024-06-29 19:00
2024-06-29 20:00
2024-06-29 21:00
2024-06-29 22:00
2024-06-29 23:00
2024-06-30
2024-06-30 01:00
2024-06-30 02:00
2024-06-30 03:00
2024-06-30 04:00
2024-06-30 05:00
2024-06-30 06:00
2024-06-30 07:00
2024-06-30 08:00
2024-06-30 09:00
2024-06-30 10:00
2024-06-30 11:00
2024-06-30 12:00
2024-06-30 13:00
2024-06-30 14:00
2024-06-30 15:00
2024-06-30 16:00
2024-06-30 17:00
2024-06-30 18:00
2024-06-30 19:00
2024-06-30 20:00
2024-06-30 21:00
2024-06-30 22:00
2024-06-30 23:00
2024-07-01
2024-07-01 01:00
2024-07-01 02:00
2024-07-01 03:00
2024-07-01 04:00
2024-07-01 05:00
2024-07-01 06:00
2024-07-01 07:00
2024-07-01 08:00
2024-07-01 09:00
2024-07-01 10:00
2024-07-01 11:00
2024-07-01 12:00
2024-07-01 13:00
2024-07-01 14:00
2024-07-01 15:00
2024-07-01 16:00
2024-07-01 17:00
2024-07-01 18:00
2024-07-01 19:00
2024-07-01 20:00
2024-07-01 21:00
2024-07-01 22:00
2024-07-01 23:00
2024-07-02
2024-07-02 01:00
2024-07-02 02:00
2024-07-02 03:00
2024-07-02 04:00
2024-07-02 05:00
2024-07-02 06:00
2024-07-02 07:00
2024-07-02 08:00
2024-07-02 09:00
2024-07-02 10:00
2024-07-02 11:00
2024-07-02 12:00
2024-07-02 13:00
2024-07-02 14:00
2024-07-02 15:00
2024-07-02 16:00
2024-07-02 17:00
2024-07-02 18:00
2024-07-02 19:00
2024-07-02 20:00
2024-07-02 21:00
2024-07-02 22:00
2024-07-02 23:00
2024-07-03
2024-07-03 01:00
2024-07-03 02:00
2024-07-03 03:00
2024-07-03 04:00
2024-07-03 05:00
2024-07-03 06:00
2024-07-03 07:00
2024-07-03 08:00
2024-07-03 09:00
2024-07-03 10:00
2024-07-03 11:00
2024-07-03 12:00
2024-07-03 13:00
2024-07-03 14:00
2024-07-03 15:00
2024-07-03 16:00
2024-07-03 17:00
2024-07-03 18:00
2024-07-03 19:00
2024-07-03 20:00
2024-07-03 21:00
2024-07-03 22:00
2024-07-03 23:00
2024-07-04
2024-07-04 01:00
2024-07-04 02:00
2024-07-04 03:00
2024-07-04 04:00
2024-07-04 05:00
2024-07-04 06:00
2024-07-04 07:00
2024-07-04 08:00
2024-07-04 09:00
2024-07-04 10:00
2024-07-04 11:00
2024-07-04 12:00
2024-07-04 13:00
2024-07-04 14:00
2024-07-04 15:00
2024-07-04 16:00
2024-07-04 17:00
2024-07-04 18:00
2024-07-04 19:00
2024-07-04 20:00
2024-07-04 21:00
2024-07-04 22:00
2024-07-04 23:00
2024-07-05
2024-07-05 01:00
2024-07-05 02:00
2024-07-05 03:00
2024-07-05 04:00
2024-07-05 05:00
2024-07-05 06:00
2024-07-05 07:00
2024-07-05 08:00
2024-07-05 09:00
2024-07-05 10:00
2024-07-05 11:00
2024-07-05 12:00
2024-07-05 13:00
2024-07-05 14:00
2024-07-05 15:00
2024-07-05 16:00
2024-07-05 17:00
2024-07-05 18:00
2024-07-05 19:00
2024-07-05 20:00
2024-07-05 21:00
2024-07-05 22:00
2024-07-05 23:00
2024-07-06
2024-07-06 01:00
2024-07-06 02:00
2024-07-06 03:00
2024-07-06 04:00
2024-07-06 05:00
2024-07-06 06:00
2024-07-06 07:00
2024-07-06 08:00
2024-07-06 09:00
2024-07-06 10:00
2024-07-06 11:00
2024-07-06 12:00
2024-07-06 13:00
2024-07-06 14:00
2024-07-06 15:00
2024-07-06 16:00
2024-07-06 17:00
2024-07-06 18:00
2024-07-06 19:00
2024-07-06 20:00
2024-07-06 21:00
2024-07-06 22:00
2024-07-06 23:00
2024-07-07
2024-07-07 01:00
2024-07-07 02:00
2024-07-07 03:00
2024-07-07 04:00
2024-07-07 05:00
2024-07-07 06:00
2024-07-07 07:00
2024-07-07 08:00
2024-07-07 09:00
2024-07-07 10:00
2024-07-07 11:00
2024-07-07 12:00
2024-07-07 13:00
2024-07-07 14:00
2024-07-07 15:00
2024-07-07 16:00
2024-07-07 17:00
2024-07-07 18:00
2024-07-07 19:00
2024-07-07 20:00
2024-07-07 21:00
2024-07-07 22:00
2024-07-07 23:00
2024-07-08
2024-07-08 01:00
2024-07-08 02:00
2024-07-08 03:00
2024-07-08 04:00
2024-07-08 05:00
2024-07-08 06:00
2024-07-08 07:00
2024-07-08 08:00
2024-07-08 09:00
2024-07-08 10:00
2024-07-08 11:00
2024-07-08 12:00
2024-07-08 13:00
2024-07-08 14:00
2024-07-08 15:00
2024-07-08 16:00
2024-07-08 17:00
2024-07-08 18:00
2024-07-08 19:00
2024-07-08 20:00
2024-07-08 21:00
2024-07-08 22:00
2024-07-08 23:00
2024-07-09
2024-07-09 01:00
2024-07-09 02:00
2024-07-09 03:00
2024-07-09 04:00
2024-07-09 05:00
2024-07-09 06:00
2024-07-09 07:00
2024-07-09 08:00
2024-07-09 09:00
2024-07-09 10:00
2024-07-09 11:00
2024-07-09 12:00
2024-07-09 13:00
2024-07-09 14:00
2024-07-09 15:00
2024-07-09 16:00
2024-07-09 17:00
2024-07-09 18:00
2024-07-09 19:00
2024-07-09 20:00
2024-07-09 21:00
2024-07-09 22:00
2024-07-09 23:00
2024-07-10
2024-07-10 01:00
2024-07-10 02:00
2024-07-10 03:00
2024-07-10 04:00
2024-07-10 05:00
2024-07-10 06:00
2024-07-10 07:00
2024-07-10 08:00
2024-07-10 09:00
2024-07-10 10:00
2024-07-10 11:00
2024-07-10 12:00
2024-07-10 13:00
2024-07-10 14:00
2024-07-10 15:00
2024-07-10 16:00
2024-07-10 17:00
2024-07-10 18:00
2024-07-10 19:00
2024-07-10 20:00
2024-07-10 21:00
2024-07-10 22:00
2024-07-10 23:00
2024-07-11
2024-07-11 01:00
2024-07-11 02:00
2024-07-11 03:00
2024-07-11 04:00
2024-07-11 05:00
2024-07-11 06:00
2024-07-11 07:00
2024-07-11 08:00
2024-07-11 09:00
2024-07-11 10:00
2024-07-11 11:00
2024-07-11 12:00
2024-07-11 13:00
2024-07-11 14:00
2024-07-11 15:00
2024-07-11 16:00
2024-07-11 17:00
2024-07-11 18:00
2024-07-11 19:00
2024-07-11 20:00
2024-07-11 21:00
2024-07-11 22:00
2024-07-11 23:00
2024-07-12
2024-07-12 01:00
2024-07-12 02:00
2024-07-12 03:00
2024-07-12 04:00
2024-07-12 05:00
2024-07-12 06:00
2024-07-12 07:00
2024-07-12 08:00
2024-07-12 09:00
2024-07-12 10:00
2024-07-12 11:00
2024-07-12 12:00
2024-07-12 13:00
2024-07-12 14:00
2024-07-12 15:00
2024-07-12 16:00
2024-07-12 17:00
2024-07-12 18:00
2024-07-12 19:00
2024-07-12 20:00
2024-07-12 21:00
2024-07-12 22:00
2024-07-12 23:00
2024-07-13
2024-07-13 01:00
2024-07-13 02:00
2024-07-13 03:00
2024-07-13 04:00
2024-07-13 05:00
2024-07-13 06:00
2024-07-13 07:00
2024-07-13 08:00
2024-07-13 09:00
2024-07-13 10:00
2024-07-13 11:00
2024-07-13 12:00
2024-07-13 13:00
2024-07-13 14:00
2024-07-13 15:00
2024-07-13 16:00
2024-07-13 17:00
2024-07-13 18:00
2024-07-13 19:00
2024-07-13 20:00
2024-07-13 21:00
2024-07-13 22:00
2024-07-13 23:00
2024-07-14
2024-07-14 01:00
2024-07-14 02:00
2024-07-14 03:00
2024-07-14 04:00
2024-07-14 05:00
2024-07-14 06:00
2024-07-14 07:00
2024-07-14 08:00
2024-07-14 09:00
2024-07-14 10:00
2024-07-14 11:00
2024-07-14 12:00
2024-07-14 13:00
2024-07-14 14:00
2024-07-14 15:00
2024-07-14 16:00
2024-07-14 17:00
2024-07-14 18:00
2024-07-14 19:00
2024-07-14 20:00
2024-07-14 21:00
2024-07-14 22:00
2024-07-14 23:00
2024-07-15
2024-07-15 01:00
2024-07-15 02:00
2024-07-15 03:00
2024-07-15 04:00
2024-07-15 05:00
2024-07-15 06:00
2024-07-15 07:00
2024-07-15 08:00
2024-07-15 09:00
2024-07-15 10:00
2024-07-15 11:00
2024-07-15 12:00
2024-07-15 13:00
2024-07-15 14:00
2024-07-15 15:00
2024-07-15 16:00
2024-07-15 17:00
2024-07-15 18:00
2024-07-15 19:00
2024-07-15 20:00
2024-07-15 21:00
2024-07-15 22:00
2024-07-15 23:00
2024-07-16
2024-07-16 01:00
2024-07-16 02:00
2024-07-16 03:00
2024-07-16 04:00
2024-07-16 05:00
2024-07-16 06:00
2024-07-16 07:00
2024-07-16 08:00
2024-07-16 09:00
2024-07-16 10:00
2024-07-16 11:00
2024-07-16 12:00
2024-07-16 13:00
2024-07-16 14:00
2024-07-16 15:00
2024-07-16 16:00
2024-07-16 17:00
2024-07-16 18:00
2024-07-16 19:00
2024-07-16 20:00
2024-07-16 21:00
2024-07-16 22:00
2024-07-16 23:00
2024-07-17
2024-07-17 01:00
2024-07-17 02:00
2024-07-17 03:00
2024-07-17 04:00
2024-07-17 05:00
2024-07-17 06:00
2024-07-17 07:00
2024-07-17 08:00
2024-07-17 09:00
2024-07-17 10:00
2024-07-17 11:00
2024-07-17 12:00
2024-07-17 13:00
2024-07-17 14:00
2024-07-17 15:00
2024-07-17 16:00
2024-07-17 17:00
2024-07-17 18:00
2024-07-17 19:00
2024-07-17 20:00
2024-07-17 21:00
2024-07-17 22:00
2024-07-17 23:00
2024-07-18
2024-07-18 01:00
2024-07-18 02:00
2024-07-18 03:00
2024-07-18 04:00
2024-07-18 05:00
2024-07-18 06:00
2024-07-18 07:00
2024-07-18 08:00
2024-07-18 09:00
2024-07-18 10:00
2024-07-18 11:00
2024-07-18 12:00
2024-07-18 13:00
2024-07-18 14:00
2024-07-18 15:00
2024-07-18 16:00
2024-07-18 17:00
2024-07-18 18:00
2024-07-18 19:00
2024-07-18 20:00
2024-07-18 21:00
2024-07-18 22:00
2024-07-18 23:00
2024-07-19
2024-07-19 01:00
2024-07-19 02:00
2024-07-19 03:00
2024-07-19 04:00
2024-07-19 05:00
2024-07-19 06:00
2024-07-19 07:00
2024-07-19 08:00
2024-07-19 09:00
2024-07-19 10:00
2024-07-19 11:00
2024-07-19 12:00
2024-07-19 13:00
2024-07-19 14:00
2024-07-19 15:00
2024-07-19 16:00
2024-07-19 17:00
2024-07-19 18:00
2024-07-19 19:00
2024-07-19 20:00
2024-07-19 21:00
2024-07-19 22:00
2024-07-19 23:00
2024-07-20
2024-07-20 01:00
2024-07-20 02:00
2024-07-20 03:00
2024-07-20 04:00
2024-07-20 05:00
2024-07-20 06:00
2024-07-20 07:00
2024-07-20 08:00
2024-07-20 09:00
2024-07-20 10:00
2024-07-20 11:00
2024-07-20 12:00
2024-07-20 13:00
2024-07-20 14:00
2024-07-20 15:00
2024-07-20 16:00
2024-07-20 17:00
2024-07-20 18:00
2024-07-20 19:00
2024-07-20 20:00
2024-07-20 21:00
2024-07-20 22:00
2024-07-20 23:00
2024-07-21
2024-07-21 01:00
2024-07-21 02:00
2024-07-21 03:00
2024-07-21 04:00
2024-07-21 05:00
2024-07-21 06:00
2024-07-21 07:00
2024-07-21 08:00
2024-07-21 09:00
2024-07-21 10:00
2024-07-21 11:00
2024-07-21 12:00
2024-07-21 13:00
2024-07-21 14:00
2024-07-21 15:00
2024-07-21 16:00
2024-07-21 17:00
2024-07-21 18:00
2024-07-21 19:00
2024-07-21 20:00
2024-07-21 21:00
2024-07-21 22:00
2024-07-21 23:00
2024-07-22
2024-07-22 01:00
2024-07-22 02:00
2024-07-22 03:00
2024-07-22 04:00
2024-07-22 05:00
2024-07-22 06:00
2024-07-22 07:00
2024-07-22 08:00
2024-07-22 09:00
2024-07-22 10:00
2024-07-22 11:00
2024-07-22 12:00
2024-07-22 13:00
2024-07-22 14:00
2024-07-22 15:00
2024-07-22 16:00
2024-07-22 17:00
2024-07-22 18:00
2024-07-22 19:00
2024-07-22 20:00
2024-07-22 21:00
2024-07-22 22:00
2024-07-22 23:00
2024-07-23
2024-07-23 01:00
2024-07-23 02:00
2024-07-23 03:00
2024-07-23 04:00
2024-07-23 05:00
2024-07-23 06:00
2024-07-23 07:00
2024-07-23 08:00
2024-07-23 09:00
2024-07-23 10:00
2024-07-23 11:00
2024-07-23 12:00
2024-07-23 13:00
2024-07-23 14:00
2024-07-23 15:00
2024-07-23 16:00
2024-07-23 17:00
2024-07-23 18:00
2024-07-23 19:00
2024-07-23 20:00
2024-07-23 21:00
2024-07-23 22:00
2024-07-23 23:00
2024-07-24
2024-07-24 01:00
2024-07-24 02:00
2024-07-24 03:00
2024-07-24 04:00
2024-07-24 05:00
2024-07-24 06:00
2024-07-24 07:00
2024-07-24 08:00
2024-07-24 09:00
2024-07-24 10:00
2024-07-24 11:00
2024-07-24 12:00
2024-07-24 13:00
2024-07-24 14:00
2024-07-24 15:00
2024-07-24 16:00
2024-07-24 17:00
2024-07-24 18:00
2024-07-24 19:00
2024-07-24 20:00
2024-07-24 21:00
2024-07-24 22:00
2024-07-24 23:00
2024-07-25
2024-07-25 01:00
2024-07-25 02:00
2024-07-25 03:00
2024-07-25 04:00
2024-07-25 05:00
2024-07-25 06:00
2024-07-25 07:00
2024-07-25 08:00
2024-07-25 09:00
2024-07-25 10:00
2024-07-25 11:00
2024-07-25 12:00
2024-07-25 13:00
2024-07-25 14:00
2024-07-25 15:00
2024-07-25 16:00
2024-07-25 17:00
2024-07-25 18:00
2024-07-25 19:00
2024-07-25 20:00
2024-07-25 21:00
2024-07-25 22:00
2024-07-25 23:00
2024-07-26
2024-07-26 01:00
2024-07-26 02:00
2024-07-26 03:00
2024-07-26 04:00
2024-07-26 05:00
2024-07-26 06:00
2024-07-26 07:00
2024-07-26 08:00
2024-07-26 09:00
2024-07-26 10:00
2024-07-26 11:00
2024-07-26 12:00
2024-07-26 13:00
2024-07-26 14:00
2024-07-26 15:00
2024-07-26 16:00
2024-07-26 17:00
2024-07-26 18:00
2024-07-26 19:00
2024-07-26 20:00
2024-07-26 21:00
2024-07-26 22:00
2024-07-26 23:00
2024-07-27
2024-07-27 01:00
2024-07-27 02:00
2024-07-27 03:00
2024-07-27 04:00
2024-07-27 05:00
2024-07-27 06:00
2024-07-27 07:00
2024-07-27 08:00
2024-07-27 09:00
2024-07-27 10:00
2024-07-27 11:00
2024-07-27 12:00
2024-07-27 13:00
2024-07-27 14:00
2024-07-27 15:00
2024-07-27 16:00
2024-07-27 17:00
2024-07-27 18:00
2024-07-27 19:00
2024-07-27 20:00
2024-07-27 21:00
2024-07-27 22:00
2024-07-27 23:00
2024-07-28
2024-07-28 01:00
2024-07-28 02:00
2024-07-28 03:00
2024-07-28 04:00
2024-07-28 05:00
2024-07-28 06:00
2024-07-28 07:00
2024-07-28 08:00
2024-07-28 09:00
2024-07-28 10:00
2024-07-28 11:00
2024-07-28 12:00
2024-07-28 13:00
2024-07-28 14:00
2024-07-28 15:00
2024-07-28 16:00
2024-07-28 17:00
2024-07-28 18:00
2024-07-28 19:00
2024-07-28 20:00
2024-07-28 21:00
2024-07-28 22:00
2024-07-28 23:00
2024-07-29
2024-07-29 01:00
2024-07-29 02:00
2024-07-29 03:00
2024-07-29 04:00
2024-07-29 05:00
2024-07-29 06:00
2024-07-29 07:00
2024-07-29 08:00
2024-07-29 09:00
2024-07-29 10:00
2024-07-29 11:00
2024-07-29 12:00
2024-07-29 13:00
2024-07-29 14:00
2024-07-29 15:00
2024-07-29 16:00
2024-07-29 17:00
2024-07-29 18:00
2024-07-29 19:00
2024-07-29 20:00
2024-07-29 21:00
2024-07-29 22:00
2024-07-29 23:00
2024-07-30
2024-07-30 01:00
2024-07-30 02:00
2024-07-30 03:00
2024-07-30 04:00
2024-07-30 05:00
2024-07-30 06:00
2024-07-30 07:00
2024-07-30 08:00
2024-07-30 09:00
2024-07-30 10:00
2024-07-30 11:00
2024-07-30 12:00
2024-07-30 13:00
2024-07-30 14:00
2024-07-30 15:00
2024-07-30 16:00
2024-07-30 17:00
2024-07-30 18:00
2024-07-30 19:00
2024-07-30 20:00
2024-07-30 21:00
2024-07-30 22:00
2024-07-30 23:00
2024-07-31
2024-07-31 01:00
2024-07-31 02:00
2024-07-31 03:00
2024-07-31 04:00
2024-07-31 05:00
2024-07-31 06:00
2024-07-31 07:00
2024-07-31 08:00
2024-07-31 09:00
2024-07-31 10:00
2024-07-31 11:00
2024-07-31 12:00
2024-07-31 13:00
2024-07-31 14:00
2024-07-31 15:00
2024-07-31 16:00
2024-07-31 17:00
2024-07-31 18:00
2024-07-31 19:00
2024-07-31 20:00
2024-07-31 21:00
2024-07-31 22:00
2024-07-31 23:00
2024-08-01
2024-08-01 01:00
2024-08-01 02:00
2024-08-01 03:00
2024-08-01 04:00
2024-08-01 05:00
2024-08-01 06:00
2024-08-01 07:00
2024-08-01 08:00
2024-08-01 09:00
2024-08-01 10:00
2024-08-01 11:00
2024-08-01 12:00
2024-08-01 13:00
2024-08-01 14:00
2024-08-01 15:00
2024-08-01 16:00
2024-08-01 17:00
2024-08-01 18:00
2024-08-01 19:00
2024-08-01 20:00
2024-08-01 21:00
2024-08-01 22:00
2024-08-01 23:00
2024-08-02
2024-08-02 01:00
2024-08-02 02:00
2024-08-02 03:00
2024-08-02 04:00
2024-08-02 05:00
2024-08-02 06:00
2024-08-02 07:00
2024-08-02 08:00
2024-08-02 09:00
2024-08-02 10:00
2024-08-02 11:00
2024-08-02 12:00
2024-08-02 13:00
2024-08-02 14:00
2024-08-02 15:00
2024-08-02 16:00
2024-08-02 17:00
2024-08-02 18:00
2024-08-02 19:00
2024-08-02 20:00
2024-08-02 21:00
2024-08-02 22:00
2024-08-02 23:00
2024-08-03
2024-08-03 01:00
2024-08-03 02:00
2024-08-03 03:00
2024-08-03 04:00
2024-08-03 05:00
2024-08-03 06:00
2024-08-03 07:00
2024-08-03 08:00
2024-08-03 09:00
2024-08-03 10:00
2024-08-03 11:00
2024-08-03 12:00
2024-08-03 13:00
2024-08-03 14:00
2024-08-03 15:00
2024-08-03 16:00
2024-08-03 17:00
2024-08-03 18:00
2024-08-03 19:00
2024-08-03 20:00
2024-08-03 21:00
2024-08-03 22:00
2024-08-03 23:00
2024-08-04
2024-08-04 01:00
2024-08-04 02:00
2024-08-04 03:00
2024-08-04 04:00
2024-08-04 05:00
2024-08-04 06:00
2024-08-04 07:00
2024-08-04 08:00
2024-08-04 09:00
2024-08-04 10:00
2024-08-04 11:00
2024-08-04 12:00
2024-08-04 13:00
2024-08-04 14:00
2024-08-04 15:00
2024-08-04 16:00
2024-08-04 17:00
2024-08-04 18:00
2024-08-04 19:00
2024-08-04 20:00
2024-08-04 21:00
2024-08-04 22:00
2024-08-04 23:00
2024-08-05
2024-08-05 01:00
2024-08-05 02:00
2024-08-05 03:00
2024-08-05 04:00
2024-08-05 05:00
2024-08-05 06:00
2024-08-05 07:00
2024-08-05 08:00
2024-08-05 09:00
2024-08-05 10:00
2024-08-05 11:00
2024-08-05 12:00
2024-08-05 13:00
2024-08-05 14:00
2024-08-05 15:00
2024-08-05 16:00
2024-08-05 17:00
2024-08-05 18:00
2024-08-05 19:00
2024-08-05 20:00
2024-08-05 21:00
2024-08-05 22:00
2024-08-05 23:00
2024-08-06
2024-08-06 01:00
2024-08-06 02:00
2024-08-06 03:00
2024-08-06 04:00
2024-08-06 05:00
2024-08-06 06:00
2024-08-06 07:00
2024-08-06 08:00
2024-08-06 09:00
2024-08-06 10:00
2024-08-06 11:00
2024-08-06 12:00
2024-08-06 13:00
2024-08-06 14:00
2024-08-06 15:00
2024-08-06 16:00
2024-08-06 17:00
2024-08-06 18:00
2024-08-06 19:00
2024-08-06 20:00
2024-08-06 21:00
2024-08-06 22:00
2024-08-06 23:00
2024-08-07
2024-08-07 01:00
2024-08-07 02:00
2024-08-07 03:00
2024-08-07 04:00
2024-08-07 05:00
2024-08-07 06:00
2024-08-07 07:00
2024-08-07 08:00
2024-08-07 09:00
2024-08-07 10:00
2024-08-07 11:00
2024-08-07 12:00
2024-08-07 13:00
2024-08-07 14:00
2024-08-07 15:00
2024-08-07 16:00
2024-08-07 17:00
2024-08-07 18:00
2024-08-07 19:00
2024-08-07 20:00
2024-08-07 21:00
2024-08-07 22:00
2024-08-07 23:00
2024-08-08
2024-08-08 01:00
2024-08-08 02:00
2024-08-08 03:00
2024-08-08 04:00
2024-08-08 05:00
2024-08-08 06:00
2024-08-08 07:00
2024-08-08 08:00
2024-08-08 09:00
2024-08-08 10:00
2024-08-08 11:00
2024-08-08 12:00
2024-08-08 13:00
2024-08-08 14:00
2024-08-08 15:00
2024-08-08 16:00
2024-08-08 17:00
2024-08-08 18:00
2024-08-08 19:00
2024-08-08 20:00
2024-08-08 21:00
2024-08-08 22:00
2024-08-08 23:00
2024-08-09
2024-08-09 01:00
2024-08-09 02:00
2024-08-09 03:00
2024-08-09 04:00
2024-08-09 05:00
2024-08-09 06:00
2024-08-09 07:00
2024-08-09 08:00
2024-08-09 09:00
2024-08-09 10:00
2024-08-09 11:00
2024-08-09 12:00
2024-08-09 13:00
2024-08-09 14:00
2024-08-09 15:00
2024-08-09 16:00
2024-08-09 17:00
2024-08-09 18:00
2024-08-09 19:00
2024-08-09 20:00
2024-08-09 21:00
2024-08-09 22:00
2024-08-09 23:00
2024-08-10
2024-08-10 01:00
2024-08-10 02:00
2024-08-10 03:00
2024-08-10 04:00
2024-08-10 05:00
2024-08-10 06:00
2024-08-10 07:00
2024-08-10 08:00
2024-08-10 09:00
2024-08-10 10:00
2024-08-10 11:00
2024-08-10 12:00
2024-08-10 13:00
2024-08-10 14:00
2024-08-10 15:00
2024-08-10 16:00
2024-08-10 17:00
2024-08-10 18:00
2024-08-10 19:00
2024-08-10 20:00
2024-08-10 21:00
2024-08-10 22:00
2024-08-10 23:00
2024-08-11
2024-08-11 01:00
2024-08-11 02:00
2024-08-11 03:00
2024-08-11 04:00
2024-08-11 05:00
2024-08-11 06:00
2024-08-11 07:00
2024-08-11 08:00
2024-08-11 09:00
2024-08-11 10:00
2024-08-11 11:00
2024-08-11 12:00
2024-08-11 13:00
2024-08-11 14:00
2024-08-11 15:00
2024-08-11 16:00
2024-08-11 17:00
2024-08-11 18:00
2024-08-11 19:00
2024-08-11 20:00
2024-08-11 21:00
2024-08-11 22:00
2024-08-11 23:00
2024-08-12
2024-08-12 01:00
2024-08-12 02:00
2024-08-12 03:00
2024-08-12 04:00
2024-08-12 05:00
2024-08-12 06:00
2024-08-12 07:00
2024-08-12 08:00
2024-08-12 09:00
2024-08-12 10:00
2024-08-12 11:00
2024-08-12 12:00
2024-08-12 13:00
2024-08-12 14:00
2024-08-12 15:00
2024-08-12 16:00
2024-08-12 17:00
2024-08-12 18:00
2024-08-12 19:00
2024-08-12 20:00
2024-08-12 21:00
2024-08-12 22:00
2024-08-12 23:00
2024-08-13
2024-08-13 01:00
2024-08-13 02:00
2024-08-13 03:00
2024-08-13 04:00
2024-08-13 05:00
2024-08-13 06:00
2024-08-13 07:00
2024-08-13 08:00
2024-08-13 09:00
2024-08-13 10:00
2024-08-13 11:00
2024-08-13 12:00
2024-08-13 13:00
2024-08-13 14:00
2024-08-13 15:00
2024-08-13 16:00
2024-08-13 17:00
2024-08-13 18:00
2024-08-13 19:00
2024-08-13 20:00
2024-08-13 21:00
2024-08-13 22:00
2024-08-13 23:00
2024-08-14
2024-08-14 01:00
2024-08-14 02:00
2024-08-14 03:00
2024-08-14 04:00
2024-08-14 05:00
2024-08-14 06:00
2024-08-14 07:00
2024-08-14 08:00
2024-08-14 09:00
2024-08-14 10:00
2024-08-14 11:00
2024-08-14 12:00
2024-08-14 13:00
2024-08-14 14:00
2024-08-14 15:00
2024-08-14 16:00
2024-08-14 17:00
2024-08-14 18:00
2024-08-14 19:00
2024-08-14 20:00
2024-08-14 21:00
2024-08-14 22:00
2024-08-14 23:00
2024-08-15
2024-08-15 01:00
2024-08-15 02:00
2024-08-15 03:00
2024-08-15 04:00
2024-08-15 05:00
2024-08-15 06:00
2024-08-15 07:00
2024-08-15 08:00
2024-08-15 09:00
2024-08-15 10:00
2024-08-15 11:00
2024-08-15 12:00
2024-08-15 13:00
2024-08-15 14:00
2024-08-15 15:00
2024-08-15 16:00
2024-08-15 17:00
2024-08-15 18:00
2024-08-15 19:00
2024-08-15 20:00
2024-08-15 21:00
2024-08-15 22:00
2024-08-15 23:00
2024-08-16
2024-08-16 01:00
2024-08-16 02:00
2024-08-16 03:00
2024-08-16 04:00
2024-08-16 05:00
2024-08-16 06:00
2024-08-16 07:00
2024-08-16 08:00
2024-08-16 09:00
2024-08-16 10:00
2024-08-16 11:00
2024-08-16 12:00
2024-08-16 13:00
2024-08-16 14:00
2024-08-16 15:00
2024-08-16 16:00
2024-08-16 17:00
2024-08-16 18:00
2024-08-16 19:00
2024-08-16 20:00
2024-08-16 21:00
2024-08-16 22:00
2024-08-16 23:00
2024-08-17
2024-08-17 01:00
2024-08-17 02:00
2024-08-17 03:00
2024-08-17 04:00
2024-08-17 05:00
2024-08-17 06:00
2024-08-17 07:00
2024-08-17 08:00
2024-08-17 09:00
2024-08-17 10:00
2024-08-17 11:00
2024-08-17 12:00
2024-08-17 13:00
2024-08-17 14:00
2024-08-17 15:00
2024-08-17 16:00
2024-08-17 17:00
2024-08-17 18:00
2024-08-17 19:00
2024-08-17 20:00
2024-08-17 21:00
2024-08-17 22:00
2024-08-17 23:00
2024-08-18
2024-08-18 01:00
2024-08-18 02:00
2024-08-18 03:00
2024-08-18 04:00
2024-08-18 05:00
2024-08-18 06:00
2024-08-18 07:00
2024-08-18 08:00
2024-08-18 09:00
2024-08-18 10:00
2024-08-18 11:00
2024-08-18 12:00
2024-08-18 13:00
2024-08-18 14:00
2024-08-18 15:00
2024-08-18 16:00
2024-08-18 17:00
2024-08-18 18:00
2024-08-18 19:00
2024-08-18 20:00
2024-08-18 21:00
2024-08-18 22:00
2024-08-18 23:00
2024-08-19
2024-08-19 01:00
2024-08-19 02:00
2024-08-19 03:00
2024-08-19 04:00
2024-08-19 05:00
2024-08-19 06:00
2024-08-19 07:00
2024-08-19 08:00
2024-08-19 09:00
2024-08-19 10:00
2024-08-19 11:00
2024-08-19 12:00
2024-08-19 13:00
2024-08-19 14:00
2024-08-19 15:00
2024-08-19 16:00
2024-08-19 17:00
2024-08-19 18:00
2024-08-19 19:00
2024-08-19 20:00
2024-08-19 21:00
2024-08-19 22:00
2024-08-19 23:00
2024-08-20
2024-08-20 01:00
2024-08-20 02:00
2024-08-20 03:00
2024-08-20 04:00
2024-08-20 05:00
2024-08-20 06:00
2024-08-20 07:00
2024-08-20 08:00
2024-08-20 09:00
2024-08-20 10:00
2024-08-20 11:00
2024-08-20 12:00
2024-08-20 13:00
2024-08-20 14:00
2024-08-20 15:00
2024-08-20 16:00
2024-08-20 17:00
2024-08-20 18:00
2024-08-20 19:00
2024-08-20 20:00
2024-08-20 21:00
2024-08-20 22:00
2024-08-20 23:00
2024-08-21
2024-08-21 01:00
2024-08-21 02:00
2024-08-21 03:00
2024-08-21 04:00
2024-08-21 05:00
2024-08-21 06:00
2024-08-21 07:00
2024-08-21 08:00
2024-08-21 09:00
2024-08-21 10:00
2024-08-21 11:00
2024-08-21 12:00
2024-08-21 13:00
2024-08-21 14:00
2024-08-21 15:00
2024-08-21 16:00
2024-08-21 17:00
2024-08-21 18:00
2024-08-21 19:00
2024-08-21 20:00
2024-08-21 21:00
2024-08-21 22:00
2024-08-21 23:00
2024-08-22
2024-08-22 01:00
2024-08-22 02:00
2024-08-22 03:00
2024-08-22 04:00
2024-08-22 05:00
2024-08-22 06:00
2024-08-22 07:00
2024-08-22 08:00
2024-08-22 09:00
2024-08-22 10:00
2024-08-22 11:00
2024-08-22 12:00
2024-08-22 13:00
2024-08-22 14:00
2024-08-22 15:00
2024-08-22 16:00
2024-08-22 17:00
2024-08-22 18:00
2024-08-22 19:00
2024-08-22 20:00
2024-08-22 21:00
2024-08-22 22:00
2024-08-22 23:00
2024-08-23
2024-08-23 01:00
2024-08-23 02:00
2024-08-23 03:00
2024-08-23 04:00
2024-08-23 05:00
2024-08-23 06:00
2024-08-23 07:00
2024-08-23 08:00
2024-08-23 09:00
2024-08-23 10:00
2024-08-23 11:00
2024-08-23 12:00
2024-08-23 13:00
2024-08-23 14:00
2024-08-23 15:00
2024-08-23 16:00
2024-08-23 17:00
2024-08-23 18:00
2024-08-23 19:00
2024-08-23 20:00
2024-08-23 21:00
2024-08-23 22:00
2024-08-23 23:00
2024-08-24
2024-08-24 01:00
2024-08-24 02:00
2024-08-24 03:00
2024-08-24 04:00
2024-08-24 05:00
2024-08-24 06:00
2024-08-24 07:00
2024-08-24 08:00
2024-08-24 09:00
2024-08-24 10:00
2024-08-24 11:00
2024-08-24 12:00
2024-08-24 13:00
2024-08-24 14:00
2024-08-24 15:00
2024-08-24 16:00
2024-08-24 17:00
2024-08-24 18:00
2024-08-24 19:00
2024-08-24 20:00
2024-08-24 21:00
2024-08-24 22:00
2024-08-24 23:00
2024-08-25
2024-08-25 01:00
2024-08-25 02:00
2024-08-25 03:00
2024-08-25 04:00
2024-08-25 05:00
2024-08-25 06:00
2024-08-25 07:00
2024-08-25 08:00
2024-08-25 09:00
2024-08-25 10:00
2024-08-25 11:00
2024-08-25 12:00
2024-08-25 13:00
2024-08-25 14:00
2024-08-25 15:00
2024-08-25 16:00
2024-08-25 17:00
2024-08-25 18:00
2024-08-25 19:00
2024-08-25 20:00
2024-08-25 21:00
2024-08-25 22:00
2024-08-25 23:00
2024-08-26
2024-08-26 01:00
2024-08-26 02:00
2024-08-26 03:00
2024-08-26 04:00
2024-08-26 05:00
2024-08-26 06:00
2024-08-26 07:00
2024-08-26 08:00
2024-08-26 09:00
2024-08-26 10:00
2024-08-26 11:00
2024-08-26 12:00
2024-08-26 13:00
2024-08-26 14:00
2024-08-26 15:00
2024-08-26 16:00
2024-08-26 17:00
2024-08-26 18:00
2024-08-26 19:00
2024-08-26 20:00
2024-08-26 21:00
2024-08-26 22:00
2024-08-26 23:00
2024-08-27
2024-08-27 01:00
2024-08-27 02:00
2024-08-27 03:00
2024-08-27 04:00
2024-08-27 05:00
2024-08-27 06:00
2024-08-27 07:00
2024-08-27 08:00
2024-08-27 09:00
2024-08-27 10:00
2024-08-27 11:00
2024-08-27 12:00
2024-08-27 13:00
2024-08-27 14:00
2024-08-27 15:00
2024-08-27 16:00
2024-08-27 17:00
2024-08-27 18:00
2024-08-27 19:00
2024-08-27 20:00
2024-08-27 21:00
2024-08-27 22:00
2024-08-27 23:00
2024-08-28
2024-08-28 01:00
2024-08-28 02:00
2024-08-28 03:00
2024-08-28 04:00
2024-08-28 05:00
2024-08-28 06:00
2024-08-28 07:00
2024-08-28 08:00
2024-08-28 09:00
2024-08-28 10:00
2024-08-28 11:00
2024-08-28 12:00
2024-08-28 13:00
2024-08-28 14:00
2024-08-28 15:00
2024-08-28 16:00
2024-08-28 17:00
2024-08-28 18:00
2024-08-28 19:00
2024-08-28 20:00
2024-08-28 21:00
2024-08-28 22:00
2024-08-28 23:00
2024-08-29
2024-08-29 01:00
2024-08-29 02:00
2024-08-29 03:00
2024-08-29 04:00
2024-08-29 05:00
2024-08-29 06:00
2024-08-29 07:00
2024-08-29 08:00
2024-08-29 09:00
2024-08-29 10:00
2024-08-29 11:00
2024-08-29 12:00
2024-08-29 13:00
2024-08-29 14:00
2024-08-29 15:00
2024-08-29 16:00
2024-08-29 17:00
2024-08-29 18:00
2024-08-29 19:00
2024-08-29 20:00
2024-08-29 21:00
2024-08-29 22:00
2024-08-29 23:00
2024-08-30
2024-08-30 01:00
2024-08-30 02:00
2024-08-30 03:00
2024-08-30 04:00
2024-08-30 05:00
2024-08-30 06:00
2024-08-30 07:00
2024-08-30 08:00
2024-08-30 09:00
2024-08-30 10:00
2024-08-30 11:00
2024-08-30 12:00
2024-08-30 13:00
2024-08-30 14:00
2024-08-30 15:00
2024-08-30 16:00
2024-08-30 17:00
2024-08-30 18:00
2024-08-30 19:00
2024-08-30 20:00
2024-08-30 21:00
2024-08-30 22:00
2024-08-30 23:00
2024-08-31
2024-08-31 01:00
2024-08-31 02:00
2024-08-31 03:00
2024-08-31 04:00
2024-08-31 05:00
2024-08-31 06:00
2024-08-31 07:00
2024-08-31 08:00
2024-08-31 09:00
2024-08-31 10:00
2024-08-31 11:00
2024-08-31 12:00
2024-08-31 13:00
2024-08-31 14:00
2024-08-31 15:00
2024-08-31 16:00
2024-08-31 17:00
2024-08-31 18:00
2024-08-31 19:00
2024-08-31 20:00
2024-08-31 21:00
2024-08-31 22:00
2024-08-31 23:00
2024-09-01
2024-09-01 01:00
2024-09-01 02:00
2024-09-01 03:00
2024-09-01 04:00
2024-09-01 05:00
2024-09-01 06:00
2024-09-01 07:00
2024-09-01 08:00
2024-09-01 09:00
2024-09-01 10:00
2024-09-01 11:00
2024-09-01 12:00
2024-09-01 13:00
2024-09-01 14:00
2024-09-01 15:00
2024-09-01 16:00
2024-09-01 17:00
2024-09-01 18:00
2024-09-01 19:00
2024-09-01 20:00
2024-09-01 21:00
2024-09-01 22:00
2024-09-01 23:00
2024-09-02
2024-09-02 01:00
2024-09-02 02:00
2024-09-02 03:00
2024-09-02 04:00
2024-09-02 05:00
2024-09-02 06:00
2024-09-02 07:00
2024-09-02 08:00
2024-09-02 09:00
2024-09-02 10:00
2024-09-02 11:00
2024-09-02 12:00
2024-09-02 13:00
2024-09-02 14:00
2024-09-02 15:00
2024-09-02 16:00
2024-09-02 17:00
2024-09-02 18:00
2024-09-02 19:00
2024-09-02 20:00
2024-09-02 21:00
2024-09-02 22:00
2024-09-02 23:00
2024-09-03
2024-09-03 01:00
2024-09-03 02:00
2024-09-03 03:00
2024-09-03 04:00
2024-09-03 05:00
2024-09-03 06:00
2024-09-03 07:00
2024-09-03 08:00
2024-09-03 09:00
2024-09-03 10:00
2024-09-03 11:00
2024-09-03 12:00
2024-09-03 13:00
2024-09-03 14:00
2024-09-03 15:00
2024-09-03 16:00
2024-09-03 17:00
2024-09-03 18:00
2024-09-03 19:00
2024-09-03 20:00
2024-09-03 21:00
2024-09-03 22:00
2024-09-03 23:00
2024-09-04
2024-09-04 01:00
2024-09-04 02:00
2024-09-04 03:00
2024-09-04 04:00
2024-09-04 05:00
2024-09-04 06:00
2024-09-04 07:00
2024-09-04 08:00
2024-09-04 09:00
2024-09-04 10:00
2024-09-04 11:00
2024-09-04 12:00
2024-09-04 13:00
2024-09-04 14:00
2024-09-04 15:00
2024-09-04 16:00
2024-09-04 17:00
2024-09-04 18:00
2024-09-04 19:00
2024-09-04 20:00
2024-09-04 21:00
2024-09-04 22:00
2024-09-04 23:00
2024-09-05
2024-09-05 01:00
2024-09-05 02:00
2024-09-05 03:00
2024-09-05 04:00
2024-09-05 05:00
2024-09-05 06:00
2024-09-05 07:00
2024-09-05 08:00
2024-09-05 09:00
2024-09-05 10:00
2024-09-05 11:00
2024-09-05 12:00
2024-09-05 13:00
2024-09-05 14:00
2024-09-05 15:00
2024-09-05 16:00
2024-09-05 17:00
2024-09-05 18:00
2024-09-05 19:00
2024-09-05 20:00
2024-09-05 21:00
2024-09-05 22:00
2024-09-05 23:00
2024-09-06
2024-09-06 01:00
2024-09-06 02:00
2024-09-06 03:00
2024-09-06 04:00
2024-09-06 05:00
2024-09-06 06:00
2024-09-06 07:00
2024-09-06 08:00
2024-09-06 09:00
2024-09-06 10:00
2024-09-06 11:00
2024-09-06 12:00
2024-09-06 13:00
2024-09-06 14:00
2024-09-06 15:00
2024-09-06 16:00
2024-09-06 17:00
2024-09-06 18:00
2024-09-06 19:00
2024-09-06 20:00
2024-09-06 21:00
2024-09-06 22:00
2024-09-06 23:00
2024-09-07
2024-09-07 01:00
2024-09-07 02:00
2024-09-07 03:00
2024-09-07 04:00
2024-09-07 05:00
2024-09-07 06:00
2024-09-07 07:00
2024-09-07 08:00
2024-09-07 09:00
2024-09-07 10:00
2024-09-07 11:00
2024-09-07 12:00
2024-09-07 13:00
2024-09-07 14:00
2024-09-07 15:00
2024-09-07 16:00
2024-09-07 17:00
2024-09-07 18:00
2024-09-07 19:00
2024-09-07 20:00
2024-09-07 21:00
2024-09-07 22:00
2024-09-07 23:00
2024-09-08
2024-09-08 01:00
2024-09-08 02:00
2024-09-08 03:00
2024-09-08 04:00
2024-09-08 05:00
2024-09-08 06:00
2024-09-08 07:00
2024-09-08 08:00
2024-09-08 09:00
2024-09-08 10:00
2024-09-08 11:00
2024-09-08 12:00
2024-09-08 13:00
2024-09-08 14:00
2024-09-08 15:00
2024-09-08 16:00
2024-09-08 17:00
2024-09-08 18:00
2024-09-08 19:00
2024-09-08 20:00
2024-09-08 21:00
2024-09-08 22:00
2024-09-08 23:00
2024-09-09
2024-09-09 01:00
2024-09-09 02:00
2024-09-09 03:00
2024-09-09 04:00
2024-09-09 05:00
2024-09-09 06:00
2024-09-09 07:00
2024-09-09 08:00
2024-09-09 09:00
2024-09-09 10:00
2024-09-09 11:00
2024-09-09 12:00
2024-09-09 13:00
2024-09-09 14:00
2024-09-09 15:00
2024-09-09 16:00
2024-09-09 17:00
2024-09-09 18:00
2024-09-09 19:00
2024-09-09 20:00
2024-09-09 21:00
2024-09-09 22:00
2024-09-09 23:00
2024-09-10
2024-09-10 01:00
2024-09-10 02:00
2024-09-10 03:00
2024-09-10 04:00
2024-09-10 05:00
2024-09-10 06:00
2024-09-10 07:00
2024-09-10 08:00
2024-09-10 09:00
2024-09-10 10:00
2024-09-10 11:00
2024-09-10 12:00
2024-09-10 13:00
2024-09-10 14:00
2024-09-10 15:00
2024-09-10 16:00
2024-09-10 17:00
2024-09-10 18:00
2024-09-10 19:00
2024-09-10 20:00
2024-09-10 21:00
2024-09-10 22:00
2024-09-10 23:00
2024-09-11
2024-09-11 01:00
2024-09-11 02:00
2024-09-11 03:00
2024-09-11 04:00
2024-09-11 05:00
2024-09-11 06:00
2024-09-11 07:00
2024-09-11 08:00
2024-09-11 09:00
2024-09-11 10:00
2024-09-11 11:00
2024-09-11 12:00
2024-09-11 13:00
2024-09-11 14:00
2024-09-11 15:00
2024-09-11 16:00
2024-09-11 17:00
2024-09-11 18:00
2024-09-11 19:00
2024-09-11 20:00
2024-09-11 21:00
2024-09-11 22:00
2024-09-11 23:00
2024-09-12
2024-09-12 01:00
2024-09-12 02:00
2024-09-12 03:00
2024-09-12 04:00
2024-09-12 05:00
2024-09-12 06:00
2024-09-12 07:00
2024-09-12 08:00
2024-09-12 09:00
2024-09-12 10:00
2024-09-12 11:00
2024-09-12 12:00
2024-09-12 13:00
2024-09-12 14:00
2024-09-12 15:00
2024-09-12 16:00
2024-09-12 17:00
2024-09-12 18:00
2024-09-12 19:00
2024-09-12 20:00
2024-09-12 21:00
2024-09-12 22:00
2024-09-12 23:00
2024-09-13
2024-09-13 01:00
2024-09-13 02:00
2024-09-13 03:00
2024-09-13 04:00
2024-09-13 05:00
2024-09-13 06:00
2024-09-13 07:00
2024-09-13 08:00
2024-09-13 09:00
2024-09-13 10:00
2024-09-13 11:00
2024-09-13 12:00
2024-09-13 13:00
2024-09-13 14:00
2024-09-13 15:00
2024-09-13 16:00
2024-09-13 17:00
2024-09-13 18:00
2024-09-13 19:00
2024-09-13 20:00
2024-09-13 21:00
2024-09-13 22:00
2024-09-13 23:00
2024-09-14
2024-09-14 01:00
2024-09-14 02:00
2024-09-14 03:00
2024-09-14 04:00
2024-09-14 05:00
2024-09-14 06:00
2024-09-14 07:00
2024-09-14 08:00
2024-09-14 09:00
2024-09-14 10:00
2024-09-14 11:00
2024-09-14 12:00
2024-09-14 13:00
2024-09-14 14:00
2024-09-14 15:00
2024-09-14 16:00
2024-09-14 17:00
2024-09-14 18:00
2024-09-14 19:00
2024-09-14 20:00
2024-09-14 21:00
2024-09-14 22:00
2024-09-14 23:00
2024-09-15
2024-09-15 01:00
2024-09-15 02:00
2024-09-15 03:00
2024-09-15 04:00
2024-09-15 05:00
2024-09-15 06:00
2024-09-15 07:00
2024-09-15 08:00
2024-09-15 09:00
2024-09-15 10:00
2024-09-15 11:00
2024-09-15 12:00
2024-09-15 13:00
2024-09-15 14:00
2024-09-15 15:00
2024-09-15 16:00
2024-09-15 17:00
2024-09-15 18:00
2024-09-15 19:00
2024-09-15 20:00
2024-09-15 21:00
2024-09-15 22:00
2024-09-15 23:00
2024-09-16
2024-09-16 01:00
2024-09-16 02:00
2024-09-16 03:00
2024-09-16 04:00
2024-09-16 05:00
2024-09-16 06:00
2024-09-16 07:00
2024-09-16 08:00
2024-09-16 09:00
2024-09-16 10:00
2024-09-16 11:00
2024-09-16 12:00
2024-09-16 13:00
2024-09-16 14:00
2024-09-16 15:00
2024-09-16 16:00
2024-09-16 17:00
2024-09-16 18:00
2024-09-16 19:00
2024-09-16 20:00
2024-09-16 21:00
2024-09-16 22:00
2024-09-16 23:00
2024-09-17
2024-09-17 01:00
2024-09-17 02:00
2024-09-17 03:00
2024-09-17 04:00
2024-09-17 05:00
2024-09-17 06:00
2024-09-17 07:00
2024-09-17 08:00
2024-09-17 09:00
2024-09-17 10:00
2024-09-17 11:00
2024-09-17 12:00
2024-09-17 13:00
2024-09-17 14:00
2024-09-17 15:00
2024-09-17 16:00
2024-09-17 17:00
2024-09-17 18:00
2024-09-17 19:00
2024-09-17 20:00
2024-09-17 21:00
2024-09-17 22:00
2024-09-17 23:00
2024-09-18
2024-09-18 01:00
2024-09-18 02:00
2024-09-18 03:00
2024-09-18 04:00
2024-09-18 05:00
2024-09-18 06:00
2024-09-18 07:00
2024-09-18 08:00
2024-09-18 09:00
2024-09-18 10:00
2024-09-18 11:00
2024-09-18 12:00
2024-09-18 13:00
2024-09-18 14:00
2024-09-18 15:00
2024-09-18 16:00
2024-09-18 17:00
2024-09-18 18:00
2024-09-18 19:00
2024-09-18 20:00
2024-09-18 21:00
2024-09-18 22:00
2024-09-18 23:00
2024-09-19
2024-09-19 01:00
2024-09-19 02:00
2024-09-19 03:00
2024-09-19 04:00
2024-09-19 05:00
2024-09-19 06:00
2024-09-19 07:00
2024-09-19 08:00
2024-09-19 09:00
2024-09-19 10:00
2024-09-19 11:00
2024-09-19 12:00
2024-09-19 13:00
2024-09-19 14:00
2024-09-19 15:00
2024-09-19 16:00
2024-09-19 17:00
2024-09-19 18:00
2024-09-19 19:00
2024-09-19 20:00
2024-09-19 21:00
2024-09-19 22:00
2024-09-19 23:00
2024-09-20
2024-09-20 01:00
2024-09-20 02:00
2024-09-20 03:00
2024-09-20 04:00
2024-09-20 05:00
2024-09-20 06:00
2024-09-20 07:00
2024-09-20 08:00
2024-09-20 09:00
2024-09-20 10:00
2024-09-20 11:00
2024-09-20 12:00
2024-09-20 13:00
2024-09-20 14:00
2024-09-20 15:00
2024-09-20 16:00
2024-09-20 17:00
2024-09-20 18:00
2024-09-20 19:00
2024-09-20 20:00
2024-09-20 21:00
2024-09-20 22:00
2024-09-20 23:00
2024-09-21
2024-09-21 01:00
2024-09-21 02:00
2024-09-21 03:00
2024-09-21 04:00
2024-09-21 05:00
2024-09-21 06:00
2024-09-21 07:00
2024-09-21 08:00
2024-09-21 09:00
2024-09-21 10:00
2024-09-21 11:00
2024-09-21 12:00
2024-09-21 13:00
2024-09-21 14:00
2024-09-21 15:00
2024-09-21 16:00
2024-09-21 17:00
2024-09-21 18:00
2024-09-21 19:00
2024-09-21 20:00
2024-09-21 21:00
2024-09-21 22:00
2024-09-21 23:00
2024-09-22
2024-09-22 01:00
2024-09-22 02:00
2024-09-22 03:00
2024-09-22 04:00
2024-09-22 05:00
2024-09-22 06:00
2024-09-22 07:00
2024-09-22 08:00
2024-09-22 09:00
2024-09-22 10:00
2024-09-22 11:00
2024-09-22 12:00
2024-09-22 13:00
2024-09-22 14:00
2024-09-22 15:00
2024-09-22 16:00
2024-09-22 17:00
2024-09-22 18:00
2024-09-22 19:00
2024-09-22 20:00
2024-09-22 21:00
2024-09-22 22:00
2024-09-22 23:00
2024-09-23
2024-09-23 01:00
2024-09-23 02:00
2024-09-23 03:00
2024-09-23 04:00
2024-09-23 05:00
2024-09-23 06:00
2024-09-23 07:00
2024-09-23 08:00
2024-09-23 09:00
2024-09-23 10:00
2024-09-23 11:00
2024-09-23 12:00
2024-09-23 13:00
2024-09-23 14:00
2024-09-23 15:00
2024-09-23 16:00
2024-09-23 17:00
2024-09-23 18:00
2024-09-23 19:00
2024-09-23 20:00
2024-09-23 21:00
2024-09-23 22:00
2024-09-23 23:00
2024-09-24
2024-09-24 01:00
2024-09-24 02:00
2024-09-24 03:00
2024-09-24 04:00
2024-09-24 05:00
2024-09-24 06:00
2024-09-24 07:00
2024-09-24 08:00
2024-09-24 09:00
2024-09-24 10:00
2024-09-24 11:00
2024-09-24 12:00
2024-09-24 13:00
2024-09-24 14:00
2024-09-24 15:00
2024-09-24 16:00
2024-09-24 17:00
2024-09-24 18:00
2024-09-24 19:00
2024-09-24 20:00
2024-09-24 21:00
2024-09-24 22:00
2024-09-24 23:00
2024-09-25
2024-09-25 01:00
2024-09-25 02:00
2024-09-25 03:00
2024-09-25 04:00
2024-09-25 05:00
2024-09-25 06:00
2024-09-25 07:00
2024-09-25 08:00
2024-09-25 09:00
2024-09-25 10:00
2024-09-25 11:00
2024-09-25 12:00
2024-09-25 13:00
2024-09-25 14:00
2024-09-25 15:00
2024-09-25 16:00
2024-09-25 17:00
2024-09-25 18:00
2024-09-25 19:00
2024-09-25 20:00
2024-09-25 21:00
2024-09-25 22:00
2024-09-25 23:00
2024-09-26
2024-09-26 01:00
2024-09-26 02:00
2024-09-26 03:00
2024-09-26 04:00
2024-09-26 05:00
2024-09-26 06:00
2024-09-26 07:00
2024-09-26 08:00
2024-09-26 09:00
2024-09-26 10:00
2024-09-26 11:00
2024-09-26 12:00
2024-09-26 13:00
2024-09-26 14:00
2024-09-26 15:00
2024-09-26 16:00
2024-09-26 17:00
2024-09-26 18:00
2024-09-26 19:00
2024-09-26 20:00
2024-09-26 21:00
2024-09-26 22:00
2024-09-26 23:00
2024-09-27
2024-09-27 01:00
2024-09-27 02:00
2024-09-27 03:00
2024-09-27 04:00
2024-09-27 05:00
2024-09-27 06:00
2024-09-27 07:00
2024-09-27 08:00
2024-09-27 09:00
2024-09-27 10:00
2024-09-27 11:00
2024-09-27 12:00
2024-09-27 13:00
2024-09-27 14:00
2024-09-27 15:00
2024-09-27 16:00
2024-09-27 17:00
2024-09-27 18:00
2024-09-27 19:00
2024-09-27 20:00
2024-09-27 21:00
2024-09-27 22:00
2024-09-27 23:00
2024-09-28
2024-09-28 01:00
2024-09-28 02:00
2024-09-28 03:00
2024-09-28 04:00
2024-09-28 05:00
2024-09-28 06:00
2024-09-28 07:00
2024-09-28 08:00
2024-09-28 09:00
2024-09-28 10:00
2024-09-28 11:00
2024-09-28 12:00
2024-09-28 13:00
2024-09-28 14:00
2024-09-28 15:00
2024-09-28 16:00
2024-09-28 17:00
2024-09-28 18:00
2024-09-28 19:00
2024-09-28 20:00
2024-09-28 21:00
2024-09-28 22:00
2024-09-28 23:00
2024-09-29
2024-09-29 01:00
2024-09-29 02:00
2024-09-29 03:00
2024-09-29 04:00
2024-09-29 05:00
2024-09-29 06:00
2024-09-29 07:00
2024-09-29 08:00
2024-09-29 09:00
2024-09-29 10:00
2024-09-29 11:00
2024-09-29 12:00
2024-09-29 13:00
2024-09-29 14:00
2024-09-29 15:00
2024-09-29 16:00
2024-09-29 17:00
2024-09-29 18:00
2024-09-29 19:00
2024-09-29 20:00
2024-09-29 21:00
2024-09-29 22:00
2024-09-29 23:00
2024-09-30
2024-09-30 01:00
2024-09-30 02:00
2024-09-30 03:00
2024-09-30 04:00
2024-09-30 05:00
2024-09-30 06:00
2024-09-30 07:00
2024-09-30 08:00
2024-09-30 09:00
2024-09-30 10:00
2024-09-30 11:00
2024-09-30 12:00
2024-09-30 13:00
2024-09-30 14:00
2024-09-30 15:00
2024-09-30 16:00
2024-09-30 17:00
2024-09-30 18:00
2024-09-30 19:00
2024-09-30 20:00
2024-09-30 21:00
2024-09-30 22:00
2024-09-30 23:00
2024-10-01
2024-10-01 01:00
2024-10-01 02:00
2024-10-01 03:00
2024-10-01 04:00
2024-10-01 05:00
2024-10-01 06:00
2024-10-01 07:00
2024-10-01 08:00
2024-10-01 09:00
2024-10-01 10:00
2024-10-01 11:00
2024-10-01 12:00
2024-10-01 13:00
2024-10-01 14:00
2024-10-01 15:00
2024-10-01 16:00
2024-10-01 17:00
2024-10-01 18:00
2024-10-01 19:00
2024-10-01 20:00
2024-10-01 21:00
2024-10-01 22:00
2024-10-01 23:00
2024-10-02
2024-10-02 01:00
2024-10-02 02:00
2024-10-02 03:00
2024-10-02 04:00
2024-10-02 05:00
2024-10-02 06:00
2024-10-02 07:00
2024-10-02 08:00
2024-10-02 09:00
2024-10-02 10:00
2024-10-02 11:00
2024-10-02 12:00
2024-10-02 13:00
2024-10-02 14:00
2024-10-02 15:00
2024-10-02 16:00
2024-10-02 17:00
2024-10-02 18:00
2024-10-02 19:00
2024-10-02 20:00
2024-10-02 21:00
2024-10-02 22:00
2024-10-02 23:00
2024-10-03
2024-10-03 01:00
2024-10-03 02:00
2024-10-03 03:00
2024-10-03 04:00
2024-10-03 05:00
2024-10-03 06:00
2024-10-03 07:00
2024-10-03 08:00
2024-10-03 09:00
2024-10-03 10:00
2024-10-03 11:00
2024-10-03 12:00
2024-10-03 13:00
2024-10-03 14:00
2024-10-03 15:00
2024-10-03 16:00
2024-10-03 17:00
2024-10-03 18:00
2024-10-03 19:00
2024-10-03 20:00
2024-10-03 21:00
2024-10-03 22:00
2024-10-03 23:00
2024-10-04
2024-10-04 01:00
2024-10-04 02:00
2024-10-04 03:00
2024-10-04 04:00
2024-10-04 05:00
2024-10-04 06:00
2024-10-04 07:00
2024-10-04 08:00
2024-10-04 09:00
2024-10-04 10:00
2024-10-04 11:00
2024-10-04 12:00
2024-10-04 13:00
2024-10-04 14:00
2024-10-04 15:00
2024-10-04 16:00
2024-10-04 17:00
2024-10-04 18:00
2024-10-04 19:00
2024-10-04 20:00
2024-10-04 21:00
2024-10-04 22:00
2024-10-04 23:00
2024-10-05
2024-10-05 01:00
2024-10-05 02:00
2024-10-05 03:00
2024-10-05 04:00
2024-10-05 05:00
2024-10-05 06:00
2024-10-05 07:00
2024-10-05 08:00
2024-10-05 09:00
2024-10-05 10:00
2024-10-05 11:00
2024-10-05 12:00
2024-10-05 13:00
2024-10-05 14:00
2024-10-05 15:00
2024-10-05 16:00
2024-10-05 17:00
2024-10-05 18:00
2024-10-05 19:00
2024-10-05 20:00
2024-10-05 21:00
2024-10-05 22:00
2024-10-05 23:00
2024-10-06
2024-10-06 01:00
2024-10-06 02:00
2024-10-06 03:00
2024-10-06 04:00
2024-10-06 05:00
2024-10-06 06:00
2024-10-06 07:00
2024-10-06 08:00
2024-10-06 09:00
2024-10-06 10:00
2024-10-06 11:00
2024-10-06 12:00
2024-10-06 13:00
2024-10-06 14:00
2024-10-06 15:00
2024-10-06 16:00
2024-10-06 17:00
2024-10-06 18:00
2024-10-06 19:00
2024-10-06 20:00
2024-10-06 21:00
2024-10-06 22:00
2024-10-06 23:00
2024-10-07
2024-10-07 01:00
2024-10-07 02:00
2024-10-07 03:00
2024-10-07 04:00
2024-10-07 05:00
2024-10-07 06:00
2024-10-07 07:00
2024-10-07 08:00
2024-10-07 09:00
2024-10-07 10:00
2024-10-07 11:00
2024-10-07 12:00
2024-10-07 13:00
2024-10-07 14:00
2024-10-07 15:00
2024-10-07 16:00
2024-10-07 17:00
2024-10-07 18:00
2024-10-07 19:00
2024-10-07 20:00
2024-10-07 21:00
2024-10-07 22:00
2024-10-07 23:00
2024-10-08
2024-10-08 01:00
2024-10-08 02:00
2024-10-08 03:00
2024-10-08 04:00
2024-10-08 05:00
2024-10-08 06:00
2024-10-08 07:00
2024-10-08 08:00
2024-10-08 09:00
2024-10-08 10:00
2024-10-08 11:00
2024-10-08 12:00
2024-10-08 13:00
2024-10-08 14:00
2024-10-08 15:00
2024-10-08 16:00
2024-10-08 17:00
2024-10-08 18:00
2024-10-08 19:00
2024-10-08 20:00
2024-10-08 21:00
2024-10-08 22:00
2024-10-08 23:00
2024-10-09
2024-10-09 01:00
2024-10-09 02:00
2024-10-09 03:00
2024-10-09 04:00
2024-10-09 05:00
2024-10-09 06:00
2024-10-09 07:00
2024-10-09 08:00
2024-10-09 09:00
2024-10-09 10:00
2024-10-09 11:00
2024-10-09 12:00
2024-10-09 13:00
2024-10-09 14:00
2024-10-09 15:00
2024-10-09 16:00
2024-10-09 17:00
2024-10-09 18:00
2024-10-09 19:00
2024-10-09 20:00
2024-10-09 21:00
2024-10-09 22:00
2024-10-09 23:00
2024-10-10
2024-10-10 01:00
2024-10-10 02:00
2024-10-10 03:00
2024-10-10 04:00
2024-10-10 05:00
2024-10-10 06:00
2024-10-10 07:00
2024-10-10 08:00
2024-10-10 09:00
2024-10-10 10:00
2024-10-10 11:00
2024-10-10 12:00
2024-10-10 13:00
2024-10-10 14:00
2024-10-10 15:00
2024-10-10 16:00
2024-10-10 17:00
2024-10-10 18:00
2024-10-10 19:00
2024-10-10 20:00
2024-10-10 21:00
2024-10-10 22:00
2024-10-10 23:00
2024-10-11
2024-10-11 01:00
2024-10-11 02:00
2024-10-11 03:00
2024-10-11 04:00
2024-10-11 05:00
2024-10-11 06:00
2024-10-11 07:00
2024-10-11 08:00
2024-10-11 09:00
2024-10-11 10:00
2024-10-11 11:00
2024-10-11 12:00
2024-10-11 13:00
2024-10-11 14:00
2024-10-11 15:00
2024-10-11 16:00
2024-10-11 17:00
2024-10-11 18:00
2024-10-11 19:00
2024-10-11 20:00
2024-10-11 21:00
2024-10-11 22:00
2024-10-11 23:00
2024-10-12
2024-10-12 01:00
2024-10-12 02:00
2024-10-12 03:00
2024-10-12 04:00
2024-10-12 05:00
2024-10-12 06:00
2024-10-12 07:00
2024-10-12 08:00
2024-10-12 09:00
2024-10-12 10:00
2024-10-12 11:00
2024-10-12 12:00
2024-10-12 13:00
2024-10-12 14:00
2024-10-12 15:00
2024-10-12 16:00
2024-10-12 17:00
2024-10-12 18:00
2024-10-12 19:00
2024-10-12 20:00
2024-10-12 21:00
2024-10-12 22:00
2024-10-12 23:00
2024-10-13
2024-10-13 01:00
2024-10-13 02:00
2024-10-13 03:00
2024-10-13 04:00
2024-10-13 05:00
2024-10-13 06:00
2024-10-13 07:00
2024-10-13 08:00
2024-10-13 09:00
2024-10-13 10:00
2024-10-13 11:00
2024-10-13 12:00
2024-10-13 13:00
2024-10-13 14:00
2024-10-13 15:00
2024-10-13 16:00
2024-10-13 17:00
2024-10-13 18:00
2024-10-13 19:00
2024-10-13 20:00
2024-10-13 21:00
2024-10-13 22:00
2024-10-13 23:00
2024-10-14
2024-10-14 01:00
2024-10-14 02:00
2024-10-14 03:00
2024-10-14 04:00
2024-10-14 05:00
2024-10-14 06:00
2024-10-14 07:00
2024-10-14 08:00
2024-10-14 09:00
2024-10-14 10:00
2024-10-14 11:00
2024-10-14 12:00
2024-10-14 13:00
2024-10-14 14:00
2024-10-14 15:00
2024-10-14 16:00
2024-10-14 17:00
2024-10-14 18:00
2024-10-14 19:00
2024-10-14 20:00
2024-10-14 21:00
2024-10-14 22:00
2024-10-14 23:00
2024-10-15
2024-10-15 01:00
2024-10-15 02:00
2024-10-15 03:00
2024-10-15 04:00
2024-10-15 05:00
2024-10-15 06:00
2024-10-15 07:00
2024-10-15 08:00
2024-10-15 09:00
2024-10-15 10:00
2024-10-15 11:00
2024-10-15 12:00
2024-10-15 13:00
2024-10-15 14:00
2024-10-15 15:00
2024-10-15 16:00
2024-10-15 17:00
2024-10-15 18:00
2024-10-15 19:00
2024-10-15 20:00
2024-10-15 21:00
2024-10-15 22:00
2024-10-15 23:00
2024-10-16
2024-10-16 01:00
2024-10-16 02:00
2024-10-16 03:00
2024-10-16 04:00
2024-10-16 05:00
2024-10-16 06:00
2024-10-16 07:00
2024-10-16 08:00
2024-10-16 09:00
2024-10-16 10:00
2024-10-16 11:00
2024-10-16 12:00
2024-10-16 13:00
2024-10-16 14:00
2024-10-16 15:00
2024-10-16 16:00
2024-10-16 17:00
2024-10-16 18:00
2024-10-16 19:00
2024-10-16 20:00
2024-10-16 21:00
2024-10-16 22:00
2024-10-16 23:00
2024-10-17
2024-10-17 01:00
2024-10-17 02:00
2024-10-17 03:00
2024-10-17 04:00
2024-10-17 05:00
2024-10-17 06:00
2024-10-17 07:00
2024-10-17 08:00
2024-10-17 09:00
2024-10-17 10:00
2024-10-17 11:00
2024-10-17 12:00
2024-10-17 13:00
2024-10-17 14:00
2024-10-17 15:00
2024-10-17 16:00
2024-10-17 17:00
2024-10-17 18:00
2024-10-17 19:00
2024-10-17 20:00
2024-10-17 21:00
2024-10-17 22:00
2024-10-17 23:00
2024-10-18
2024-10-18 01:00
2024-10-18 02:00
2024-10-18 03:00
2024-10-18 04:00
2024-10-18 05:00
2024-10-18 06:00
2024-10-18 07:00
2024-10-18 08:00
2024-10-18 09:00
2024-10-18 10:00
2024-10-18 11:00
2024-10-18 12:00
2024-10-18 13:00
2024-10-18 14:00
2024-10-18 15:00
2024-10-18 16:00
2024-10-18 17:00
2024-10-18 18:00
2024-10-18 19:00
2024-10-18 20:00
2024-10-18 21:00
2024-10-18 22:00
2024-10-18 23:00
2024-10-19
2024-10-19 01:00
2024-10-19 02:00
2024-10-19 03:00
2024-10-19 04:00
2024-10-19 05:00
2024-10-19 06:00
2024-10-19 07:00
2024-10-19 08:00
2024-10-19 09:00
2024-10-19 10:00
2024-10-19 11:00
2024-10-19 12:00
2024-10-19 13:00
2024-10-19 14:00
2024-10-19 15:00
2024-10-19 16:00
2024-10-19 17:00
2024-10-19 18:00
2024-10-19 19:00
2024-10-19 20:00
2024-10-19 21:00
2024-10-19 22:00
2024-10-19 23:00
2024-10-20
2024-10-20 01:00
2024-10-20 02:00
2024-10-20 03:00
2024-10-20 04:00
2024-10-20 05:00
2024-10-20 06:00
2024-10-20 07:00
2024-10-20 08:00
2024-10-20 09:00
2024-10-20 10:00
2024-10-20 11:00
2024-10-20 12:00
2024-10-20 13:00
2024-10-20 14:00
2024-10-20 15:00
2024-10-20 16:00
2024-10-20 17:00
2024-10-20 18:00
2024-10-20 19:00
2024-10-20 20:00
2024-10-20 21:00
2024-10-20 22:00
2024-10-20 23:00
2024-10-21
2024-10-21 01:00
2024-10-21 02:00
2024-10-21 03:00
2024-10-21 04:00
2024-10-21 05:00
2024-10-21 06:00
2024-10-21 07:00
2024-10-21 08:00
2024-10-21 09:00
2024-10-21 10:00
2024-10-21 11:00
2024-10-21 12:00
2024-10-21 13:00
2024-10-21 14:00
2024-10-21 15:00
2024-10-21 16:00
2024-10-21 17:00
2024-10-21 18:00
2024-10-21 19:00
2024-10-21 20:00
2024-10-21 21:00
2024-10-21 22:00
2024-10-21 23:00
2024-10-22
2024-10-22 01:00
2024-10-22 02:00
2024-10-22 03:00
2024-10-22 04:00
2024-10-22 05:00
2024-10-22 06:00
2024-10-22 07:00
2024-10-22 08:00
2024-10-22 09:00
2024-10-22 10:00
2024-10-22 11:00
2024-10-22 12:00
2024-10-22 13:00
2024-10-22 14:00
2024-10-22 15:00
2024-10-22 16:00
2024-10-22 17:00
2024-10-22 18:00
2024-10-22 19:00
2024-10-22 20:00
2024-10-22 21:00
2024-10-22 22:00
2024-10-22 23:00
2024-10-23
2024-10-23 01:00
2024-10-23 02:00
2024-10-23 03:00
2024-10-23 04:00
2024-10-23 05:00
2024-10-23 06:00
2024-10-23 07:00
2024-10-23 08:00
2024-10-23 09:00
2024-10-23 10:00
2024-10-23 11:00
2024-10-23 12:00
2024-10-23 13:00
2024-10-23 14:00
2024-10-23 15:00
2024-10-23 16:00
2024-10-23 17:00
2024-10-23 18:00
2024-10-23 19:00
2024-10-23 20:00
2024-10-23 21:00
2024-10-23 22:00
2024-10-23 23:00
2024-10-24
2024-10-24 01:00
2024-10-24 02:00
2024-10-24 03:00
2024-10-24 04:00
2024-10-24 05:00
2024-10-24 06:00
2024-10-24 07:00
2024-10-24 08:00
2024-10-24 09:00
2024-10-24 10:00
2024-10-24 11:00
2024-10-24 12:00
2024-10-24 13:00
2024-10-24 14:00
2024-10-24 15:00
2024-10-24 16:00
2024-10-24 17:00
2024-10-24 18:00
2024-10-24 19:00
2024-10-24 20:00
2024-10-24 21:00
2024-10-24 22:00
2024-10-24 23:00
2024-10-25
2024-10-25 01:00
2024-10-25 02:00
2024-10-25 03:00
2024-10-25 04:00
2024-10-25 05:00
2024-10-25 06:00
2024-10-25 07:00
2024-10-25 08:00
2024-10-25 09:00
2024-10-25 10:00
2024-10-25 11:00
2024-10-25 12:00
2024-10-25 13:00
2024-10-25 14:00
2024-10-25 15:00
2024-10-25 16:00
2024-10-25 17:00
2024-10-25 18:00
2024-10-25 19:00
2024-10-25 20:00
2024-10-25 21:00
2024-10-25 22:00
2024-10-25 23:00
2024-10-26
2024-10-26 01:00
2024-10-26 02:00
2024-10-26 03:00
2024-10-26 04:00
2024-10-26 05:00
2024-10-26 06:00
2024-10-26 07:00
2024-10-26 08:00
2024-10-26 09:00
2024-10-26 10:00
2024-10-26 11:00
2024-10-26 12:00
2024-10-26 13:00
2024-10-26 14:00
2024-10-26 15:00
2024-10-26 16:00
2024-10-26 17:00
2024-10-26 18:00
2024-10-26 19:00
2024-10-26 20:00
2024-10-26 21:00
2024-10-26 22:00
2024-10-26 23:00
2024-10-27
2024-10-27 01:00
2024-10-27 02:00
2024-10-27 03:00
2024-10-27 04:00
2024-10-27 05:00
2024-10-27 06:00
2024-10-27 07:00
2024-10-27 08:00
2024-10-27 09:00
2024-10-27 10:00
2024-10-27 11:00
2024-10-27 12:00
2024-10-27 13:00
2024-10-27 14:00
2024-10-27 15:00
2024-10-27 16:00
2024-10-27 17:00
2024-10-27 18:00
2024-10-27 19:00
2024-10-27 20:00
2024-10-27 21:00
2024-10-27 22:00
2024-10-27 23:00
2024-10-28
2024-10-28 01:00
2024-10-28 02:00
2024-10-28 03:00
2024-10-28 04:00
2024-10-28 05:00
2024-10-28 06:00
2024-10-28 07:00
2024-10-28 08:00
2024-10-28 09:00
2024-10-28 10:00
2024-10-28 11:00
2024-10-28 12:00
2024-10-28 13:00
2024-10-28 14:00
2024-10-28 15:00
2024-10-28 16:00
2024-10-28 17:00
2024-10-28 18:00
2024-10-28 19:00
2024-10-28 20:00
2024-10-28 21:00
2024-10-28 22:00
2024-10-28 23:00
2024-10-29
2024-10-29 01:00
2024-10-29 02:00
2024-10-29 03:00
2024-10-29 04:00
2024-10-29 05:00
2024-10-29 06:00
2024-10-29 07:00
2024-10-29 08:00
2024-10-29 09:00
2024-10-29 10:00
2024-10-29 11:00
2024-10-29 12:00
2024-10-29 13:00
2024-10-29 14:00
2024-10-29 15:00
2024-10-29 16:00
2024-10-29 17:00
2024-10-29 18:00
2024-10-29 19:00
2024-10-29 20:00
2024-10-29 21:00
2024-10-29 22:00
2024-10-29 23:00
2024-10-30
2024-10-30 01:00
2024-10-30 02:00
2024-10-30 03:00
2024-10-30 04:00
2024-10-30 05:00
2024-10-30 06:00
2024-10-30 07:00
2024-10-30 08:00
2024-10-30 09:00
2024-10-30 10:00
2024-10-30 11:00
2024-10-30 12:00
2024-10-30 13:00
2024-10-30 14:00
2024-10-30 15:00
2024-10-30 16:00
2024-10-30 17:00
2024-10-30 18:00
2024-10-30 19:00
2024-10-30 20:00
2024-10-30 21:00
2024-10-30 22:00
2024-10-30 23:00
2024-10-31
2024-10-31 01:00
2024-10-31 02:00
2024-10-31 03:00
2024-10-31 04:00
2024-10-31 05:00
2024-10-31 06:00
2024-10-31 07:00
2024-10-31 08:00
2024-10-31 09:00
2024-10-31 10:00
2024-10-31 11:00
2024-10-31 12:00
2024-10-31 13:00
2024-10-31 14:00
2024-10-31 15:00
2024-10-31 16:00
2024-10-31 17:00
2024-10-31 18:00
2024-10-31 19:00
2024-10-31 20:00
2024-10-31 21:00
2024-10-31 22:00
2024-10-31 23:00
2024-11-01
2024-11-01 01:00
2024-11-01 02:00
2024-11-01 03:00
2024-11-01 04:00
2024-11-01 05:00
2024-11-01 06:00
2024-11-01 07:00
2024-11-01 08:00
2024-11-01 09:00
2024-11-01 10:00
2024-11-01 11:00
2024-11-01 12:00
2024-11-01 13:00
2024-11-01 14:00
2024-11-01 15:00
2024-11-01 16:00
2024-11-01 17:00
2024-11-01 18:00
2024-11-01 19:00
2024-11-01 20:00
2024-11-01 21:00
2024-11-01 22:00
2024-11-01 23:00
2024-11-02
2024-11-02 01:00
2024-11-02 02:00
2024-11-02 03:00
2024-11-02 04:00
2024-11-02 05:00
2024-11-02 06:00
2024-11-02 07:00
2024-11-02 08:00
2024-11-02 09:00
2024-11-02 10:00
2024-11-02 11:00
2024-11-02 12:00
2024-11-02 13:00
2024-11-02 14:00
2024-11-02 15:00
2024-11-02 16:00
2024-11-02 17:00
2024-11-02 18:00
2024-11-02 19:00
2024-11-02 20:00
2024-11-02 21:00
2024-11-02 22:00
2024-11-02 23:00
2024-11-03
2024-11-03 01:00
2024-11-03 02:00
2024-11-03 03:00
2024-11-03 04:00
2024-11-03 05:00
2024-11-03 06:00
2024-11-03 07:00
2024-11-03 08:00
2024-11-03 09:00
2024-11-03 10:00
2024-11-03 11:00
2024-11-03 12:00
2024-11-03 13:00
2024-11-03 14:00
2024-11-03 15:00
2024-11-03 16:00
2024-11-03 17:00
2024-11-03 18:00
2024-11-03 19:00
2024-11-03 20:00
2024-11-03 21:00
2024-11-03 22:00
2024-11-03 23:00
2024-11-04
2024-11-04 01:00
2024-11-04 02:00
2024-11-04 03:00
2024-11-04 04:00
2024-11-04 05:00
2024-11-04 06:00
2024-11-04 07:00
2024-11-04 08:00
2024-11-04 09:00
2024-11-04 10:00
2024-11-04 11:00
2024-11-04 12:00
2024-11-04 13:00
2024-11-04 14:00
2024-11-04 15:00
2024-11-04 16:00
2024-11-04 17:00
2024-11-04 18:00
2024-11-04 19:00
2024-11-04 20:00
2024-11-04 21:00
2024-11-04 22:00
2024-11-04 23:00
2024-11-05
2024-11-05 01:00
2024-11-05 02:00
2024-11-05 03:00
2024-11-05 04:00
2024-11-05 05:00
2024-11-05 06:00
2024-11-05 07:00
2024-11-05 08:00
2024-11-05 09:00
2024-11-05 10:00
2024-11-05 11:00
2024-11-05 12:00
2024-11-05 13:00
2024-11-05 14:00
2024-11-05 15:00
2024-11-05 16:00
2024-11-05 17:00
2024-11-05 18:00
2024-11-05 19:00
2024-11-05 20:00
2024-11-05 21:00
2024-11-05 22:00
2024-11-05 23:00
2024-11-06
2024-11-06 01:00
2024-11-06 02:00
2024-11-06 03:00
2024-11-06 04:00
2024-11-06 05:00
2024-11-06 06:00
2024-11-06 07:00
2024-11-06 08:00
2024-11-06 09:00
2024-11-06 10:00
2024-11-06 11:00
2024-11-06 12:00
2024-11-06 13:00
2024-11-06 14:00
2024-11-06 15:00
2024-11-06 16:00
2024-11-06 17:00
2024-11-06 18:00
2024-11-06 19:00
2024-11-06 20:00
2024-11-06 21:00
2024-11-06 22:00
2024-11-06 23:00
2024-11-07
2024-11-07 01:00
2024-11-07 02:00
2024-11-07 03:00
2024-11-07 04:00
2024-11-07 05:00
2024-11-07 06:00
2024-11-07 07:00
2024-11-07 08:00
2024-11-07 09:00
2024-11-07 10:00
2024-11-07 11:00
2024-11-07 12:00
2024-11-07 13:00
2024-11-07 14:00
2024-11-07 15:00
2024-11-07 16:00
2024-11-07 17:00
2024-11-07 18:00
2024-11-07 19:00
2024-11-07 20:00
2024-11-07 21:00
2024-11-07 22:00
2024-11-07 23:00
2024-11-08
2024-11-08 01:00
2024-11-08 02:00
2024-11-08 03:00
2024-11-08 04:00
2024-11-08 05:00
2024-11-08 06:00
2024-11-08 07:00
2024-11-08 08:00
2024-11-08 09:00
2024-11-08 10:00
2024-11-08 11:00
2024-11-08 12:00
2024-11-08 13:00
2024-11-08 14:00
2024-11-08 15:00
2024-11-08 16:00
2024-11-08 17:00
2024-11-08 18:00
2024-11-08 19:00
2024-11-08 20:00
2024-11-08 21:00
2024-11-08 22:00
2024-11-08 23:00
2024-11-09
2024-11-09 01:00
2024-11-09 02:00
2024-11-09 03:00
2024-11-09 04:00
2024-11-09 05:00
2024-11-09 06:00
2024-11-09 07:00
2024-11-09 08:00
2024-11-09 09:00
2024-11-09 10:00
2024-11-09 11:00
2024-11-09 12:00
2024-11-09 13:00
2024-11-09 14:00
2024-11-09 15:00
2024-11-09 16:00
2024-11-09 17:00
2024-11-09 18:00
2024-11-09 19:00
2024-11-09 20:00
2024-11-09 21:00
2024-11-09 22:00
2024-11-09 23:00
2024-11-10
2024-11-10 01:00
2024-11-10 02:00
2024-11-10 03:00
2024-11-10 04:00
2024-11-10 05:00
2024-11-10 06:00
2024-11-10 07:00
2024-11-10 08:00
2024-11-10 09:00
2024-11-10 10:00
2024-11-10 11:00
2024-11-10 12:00
2024-11-10 13:00
2024-11-10 14:00
2024-11-10 15:00
2024-11-10 16:00
2024-11-10 17:00
2024-11-10 18:00
2024-11-10 19:00
2024-11-10 20:00
2024-11-10 21:00
2024-11-10 22:00
2024-11-10 23:00
2024-11-11
2024-11-11 01:00
2024-11-11 02:00
2024-11-11 03:00
2024-11-11 04:00
2024-11-11 05:00
2024-11-11 06:00
2024-11-11 07:00
2024-11-11 08:00
2024-11-11 09:00
2024-11-11 10:00
2024-11-11 11:00
2024-11-11 12:00
2024-11-11 13:00
2024-11-11 14:00
2024-11-11 15:00
2024-11-11 16:00
2024-11-11 17:00
2024-11-11 18:00
2024-11-11 19:00
2024-11-11 20:00
2024-11-11 21:00
2024-11-11 22:00
2024-11-11 23:00
2024-11-12
2024-11-12 01:00
2024-11-12 02:00
2024-11-12 03:00
2024-11-12 04:00
2024-11-12 05:00
2024-11-12 06:00
2024-11-12 07:00
2024-11-12 08:00
2024-11-12 09:00
2024-11-12 10:00
2024-11-12 11:00
2024-11-12 12:00
2024-11-12 13:00
2024-11-12 14:00
2024-11-12 15:00
2024-11-12 16:00
2024-11-12 17:00
2024-11-12 18:00
2024-11-12 19:00
2024-11-12 20:00
2024-11-12 21:00
2024-11-12 22:00
2024-11-12 23:00
2024-11-13
2024-11-13 01:00
2024-11-13 02:00
2024-11-13 03:00
2024-11-13 04:00
2024-11-13 05:00
2024-11-13 06:00
2024-11-13 07:00
2024-11-13 08:00
2024-11-13 09:00
2024-11-13 10:00
2024-11-13 11:00
2024-11-13 12:00
2024-11-13 13:00
2024-11-13 14:00
2024-11-13 15:00
2024-11-13 16:00
2024-11-13 17:00
2024-11-13 18:00
2024-11-13 19:00
2024-11-13 20:00
2024-11-13 21:00
2024-11-13 22:00
2024-11-13 23:00
2024-11-14
2024-11-14 01:00
2024-11-14 02:00
2024-11-14 03:00
2024-11-14 04:00
2024-11-14 05:00
2024-11-14 06:00
2024-11-14 07:00
2024-11-14 08:00
2024-11-14 09:00
2024-11-14 10:00
2024-11-14 11:00
2024-11-14 12:00
2024-11-14 13:00
2024-11-14 14:00
2024-11-14 15:00
2024-11-14 16:00
2024-11-14 17:00
2024-11-14 18:00
2024-11-14 19:00
2024-11-14 20:00
2024-11-14 21:00
2024-11-14 22:00
2024-11-14 23:00
2024-11-15
2024-11-15 01:00
2024-11-15 02:00
2024-11-15 03:00
2024-11-15 04:00
2024-11-15 05:00
2024-11-15 06:00
2024-11-15 07:00
2024-11-15 08:00
2024-11-15 09:00
2024-11-15 10:00
2024-11-15 11:00
2024-11-15 12:00
2024-11-15 13:00
2024-11-15 14:00
2024-11-15 15:00
2024-11-15 16:00
2024-11-15 17:00
2024-11-15 18:00
2024-11-15 19:00
2024-11-15 20:00
2024-11-15 21:00
2024-11-15 22:00
2024-11-15 23:00
2024-11-16
2024-11-16 01:00
2024-11-16 02:00
2024-11-16 03:00
2024-11-16 04:00
2024-11-16 05:00
2024-11-16 06:00
2024-11-16 07:00
2024-11-16 08:00
2024-11-16 09:00
2024-11-16 10:00
2024-11-16 11:00
2024-11-16 12:00
2024-11-16 13:00
2024-11-16 14:00
2024-11-16 15:00
2024-11-16 16:00
2024-11-16 17:00
2024-11-16 18:00
2024-11-16 19:00
2024-11-16 20:00
2024-11-16 21:00
2024-11-16 22:00
2024-11-16 23:00
2024-11-17
2024-11-17 01:00
2024-11-17 02:00
2024-11-17 03:00
2024-11-17 04:00
2024-11-17 05:00
2024-11-17 06:00
2024-11-17 07:00
2024-11-17 08:00
2024-11-17 09:00
2024-11-17 10:00
2024-11-17 11:00
2024-11-17 12:00
2024-11-17 13:00
2024-11-17 14:00
2024-11-17 15:00
2024-11-17 16:00
2024-11-17 17:00
2024-11-17 18:00
2024-11-17 19:00
2024-11-17 20:00
2024-11-17 21:00
2024-11-17 22:00
2024-11-17 23:00
2024-11-18
2024-11-18 01:00
2024-11-18 02:00
2024-11-18 03:00
2024-11-18 04:00
2024-11-18 05:00
2024-11-18 06:00
2024-11-18 07:00
2024-11-18 08:00
2024-11-18 09:00
2024-11-18 10:00
2024-11-18 11:00
2024-11-18 12:00
2024-11-18 13:00
2024-11-18 14:00
2024-11-18 15:00
2024-11-18 16:00
2024-11-18 17:00
2024-11-18 18:00
2024-11-18 19:00
2024-11-18 20:00
2024-11-18 21:00
2024-11-18 22:00
2024-11-18 23:00
2024-11-19
2024-11-19 01:00
2024-11-19 02:00
2024-11-19 03:00
2024-11-19 04:00
2024-11-19 05:00
2024-11-19 06:00
2024-11-19 07:00
2024-11-19 08:00
2024-11-19 09:00
2024-11-19 10:00
2024-11-19 11:00
2024-11-19 12:00
2024-11-19 13:00
2024-11-19 14:00
2024-11-19 15:00
2024-11-19 16:00
2024-11-19 17:00
2024-11-19 18:00
2024-11-19 19:00
2024-11-19 20:00
2024-11-19 21:00
2024-11-19 22:00
2024-11-19 23:00
2024-11-20
2024-11-20 01:00
2024-11-20 02:00
2024-11-20 03:00
2024-11-20 04:00
2024-11-20 05:00
2024-11-20 06:00
2024-11-20 07:00
2024-11-20 08:00
2024-11-20 09:00
2024-11-20 10:00
2024-11-20 11:00
2024-11-20 12:00
2024-11-20 13:00
2024-11-20 14:00
2024-11-20 15:00
2024-11-20 16:00
2024-11-20 17:00
2024-11-20 18:00
2024-11-20 19:00
2024-11-20 20:00
2024-11-20 21:00
2024-11-20 22:00
2024-11-20 23:00
2024-11-21
2024-11-21 01:00
2024-11-21 02:00
2024-11-21 03:00
2024-11-21 04:00
2024-11-21 05:00
2024-11-21 06:00
2024-11-21 07:00
2024-11-21 08:00
2024-11-21 09:00
2024-11-21 10:00
2024-11-21 11:00
2024-11-21 12:00
2024-11-21 13:00
2024-11-21 14:00
2024-11-21 15:00
2024-11-21 16:00
2024-11-21 17:00
2024-11-21 18:00
2024-11-21 19:00
2024-11-21 20:00
2024-11-21 21:00
2024-11-21 22:00
2024-11-21 23:00
2024-11-22
2024-11-22 01:00
2024-11-22 02:00
2024-11-22 03:00
2024-11-22 04:00
2024-11-22 05:00
2024-11-22 06:00
2024-11-22 07:00
2024-11-22 08:00
2024-11-22 09:00
2024-11-22 10:00
2024-11-22 11:00
2024-11-22 12:00
2024-11-22 13:00
2024-11-22 14:00
2024-11-22 15:00
2024-11-22 16:00
2024-11-22 17:00
2024-11-22 18:00
2024-11-22 19:00
2024-11-22 20:00
2024-11-22 21:00
2024-11-22 22:00
2024-11-22 23:00
2024-11-23
2024-11-23 01:00
2024-11-23 02:00
2024-11-23 03:00
2024-11-23 04:00
2024-11-23 05:00
2024-11-23 06:00
2024-11-23 07:00
2024-11-23 08:00
2024-11-23 09:00
2024-11-23 10:00
2024-11-23 11:00
2024-11-23 12:00
2024-11-23 13:00
2024-11-23 14:00
2024-11-23 15:00
2024-11-23 16:00
2024-11-23 17:00
2024-11-23 18:00
2024-11-23 19:00
2024-11-23 20:00
2024-11-23 21:00
2024-11-23 22:00
2024-11-23 23:00
2024-11-24
2024-11-24 01:00
2024-11-24 02:00
2024-11-24 03:00
2024-11-24 04:00
2024-11-24 05:00
2024-11-24 06:00
2024-11-24 07:00
2024-11-24 08:00
2024-11-24 09:00
2024-11-24 10:00
2024-11-24 11:00
2024-11-24 12:00
2024-11-24 13:00
2024-11-24 14:00
2024-11-24 15:00
2024-11-24 16:00
2024-11-24 17:00
2024-11-24 18:00
2024-11-24 19:00
2024-11-24 20:00
2024-11-24 21:00
2024-11-24 22:00
2024-11-24 23:00
2024-11-25
2024-11-25 01:00
2024-11-25 02:00
2024-11-25 03:00
2024-11-25 04:00
2024-11-25 05:00
2024-11-25 06:00
2024-11-25 07:00
2024-11-25 08:00
2024-11-25 09:00
2024-11-25 10:00
2024-11-25 11:00
2024-11-25 12:00
2024-11-25 13:00
2024-11-25 14:00
2024-11-25 15:00
2024-11-25 16:00
2024-11-25 17:00
2024-11-25 18:00
2024-11-25 19:00
2024-11-25 20:00
2024-11-25 21:00
2024-11-25 22:00
2024-11-25 23:00
2024-11-26
2024-11-26 01:00
2024-11-26 02:00
2024-11-26 03:00
2024-11-26 04:00
2024-11-26 05:00
2024-11-26 06:00
2024-11-26 07:00
2024-11-26 08:00
2024-11-26 09:00
2024-11-26 10:00
2024-11-26 11:00
2024-11-26 12:00
2024-11-26 13:00
2024-11-26 14:00
2024-11-26 15:00
2024-11-26 16:00
2024-11-26 17:00
2024-11-26 18:00
2024-11-26 19:00
2024-11-26 20:00
2024-11-26 21:00
2024-11-26 22:00
2024-11-26 23:00
2024-11-27
2024-11-27 01:00
2024-11-27 02:00
2024-11-27 03:00
2024-11-27 04:00
2024-11-27 05:00
2024-11-27 06:00
2024-11-27 07:00
2024-11-27 08:00
2024-11-27 09:00
2024-11-27 10:00
2024-11-27 11:00
2024-11-27 12:00
2024-11-27 13:00
2024-11-27 14:00
2024-11-27 15:00
2024-11-27 16:00
2024-11-27 17:00
2024-11-27 18:00
2024-11-27 19:00
2024-11-27 20:00
2024-11-27 21:00
2024-11-27 22:00
2024-11-27 23:00
2024-11-28
2024-11-28 01:00
2024-11-28 02:00
2024-11-28 03:00
2024-11-28 04:00
2024-11-28 05:00
2024-11-28 06:00
2024-11-28 07:00
2024-11-28 08:00
2024-11-28 09:00
2024-11-28 10:00
2024-11-28 11:00
2024-11-28 12:00
2024-11-28 13:00
2024-11-28 14:00
2024-11-28 15:00
2024-11-28 16:00
2024-11-28 17:00
2024-11-28 18:00
2024-11-28 19:00
2024-11-28 20:00
2024-11-28 21:00
2024-11-28 22:00
2024-11-28 23:00
2024-11-29
2024-11-29 01:00
2024-11-29 02:00
2024-11-29 03:00
2024-11-29 04:00
2024-11-29 05:00
2024-11-29 06:00
2024-11-29 07:00
2024-11-29 08:00
2024-11-29 09:00
2024-11-29 10:00
2024-11-29 11:00
2024-11-29 12:00
2024-11-29 13:00
2024-11-29 14:00
2024-11-29 15:00
2024-11-29 16:00
2024-11-29 17:00
2024-11-29 18:00
2024-11-29 19:00
2024-11-29 20:00
2024-11-29 21:00
2024-11-29 22:00
2024-11-29 23:00
2024-11-30
2024-11-30 01:00
2024-11-30 02:00
2024-11-30 03:00
2024-11-30 04:00
2024-11-30 05:00
2024-11-30 06:00
2024-11-30 07:00
2024-11-30 08:00
2024-11-30 09:00
2024-11-30 10:00
2024-11-30 11:00
2024-11-30 12:00
2024-11-30 13:00
2024-11-30 14:00
2024-11-30 15:00
2024-11-30 16:00
2024-11-30 17:00
2024-11-30 18:00
2024-11-30 19:00
2024-11-30 20:00
2024-11-30 21:00
2024-11-30 22:00
2024-11-30 23:00
2024-12-01
2024-12-01 01:00
2024-12-01 02:00
2024-12-01 03:00
2024-12-01 04:00
2024-12-01 05:00
2024-12-01 06:00
2024-12-01 07:00
2024-12-01 08:00
2024-12-01 09:00
2024-12-01 10:00
2024-12-01 11:00
2024-12-01 12:00
2024-12-01 13:00
2024-12-01 14:00
2024-12-01 15:00
2024-12-01 16:00
2024-12-01 17:00
2024-12-01 18:00
2024-12-01 19:00
2024-12-01 20:00
2024-12-01 21:00
2024-12-01 22:00
2024-12-01 23:00
2024-12-02
2024-12-02 01:00
2024-12-02 02:00
2024-12-02 03:00
2024-12-02 04:00
2024-12-02 05:00
2024-12-02 06:00
2024-12-02 07:00
2024-12-02 08:00
2024-12-02 09:00
2024-12-02 10:00
2024-12-02 11:00
2024-12-02 12:00
2024-12-02 13:00
2024-12-02 14:00
2024-12-02 15:00
2024-12-02 16:00
2024-12-02 17:00
2024-12-02 18:00
2024-12-02 19:00
2024-12-02 20:00
2024-12-02 21:00
2024-12-02 22:00
2024-12-02 23:00
2024-12-03
2024-12-03 01:00
2024-12-03 02:00
2024-12-03 03:00
2024-12-03 04:00
2024-12-03 05:00
2024-12-03 06:00
2024-12-03 07:00
2024-12-03 08:00
2024-12-03 09:00
2024-12-03 10:00
2024-12-03 11:00
2024-12-03 12:00
2024-12-03 13:00
2024-12-03 14:00
2024-12-03 15:00
2024-12-03 16:00
2024-12-03 17:00
2024-12-03 18:00
2024-12-03 19:00
2024-12-03 20:00
2024-12-03 21:00
2024-12-03 22:00
2024-12-03 23:00
2024-12-04
2024-12-04 01:00
2024-12-04 02:00
2024-12-04 03:00
2024-12-04 04:00
2024-12-04 05:00
2024-12-04 06:00
2024-12-04 07:00
2024-12-04 08:00
2024-12-04 09:00
2024-12-04 10:00
2024-12-04 11:00
2024-12-04 12:00
2024-12-04 13:00
2024-12-04 14:00
2024-12-04 15:00
2024-12-04 16:00
2024-12-04 17:00
2024-12-04 18:00
2024-12-04 19:00
2024-12-04 20:00
2024-12-04 21:00
2024-12-04 22:00
2024-12-04 23:00
2024-12-05
2024-12-05 01:00
2024-12-05 02:00
2024-12-05 03:00
2024-12-05 04:00
2024-12-05 05:00
2024-12-05 06:00
2024-12-05 07:00
2024-12-05 08:00
2024-12-05 09:00
2024-12-05 10:00
2024-12-05 11:00
2024-12-05 12:00
2024-12-05 13:00
2024-12-05 14:00
2024-12-05 15:00
2024-12-05 16:00
2024-12-05 17:00
2024-12-05 18:00
2024-12-05 19:00
2024-12-05 20:00
2024-12-05 21:00
2024-12-05 22:00
2024-12-05 23:00
2024-12-06
2024-12-06 01:00
2024-12-06 02:00
2024-12-06 03:00
2024-12-06 04:00
2024-12-06 05:00
2024-12-06 06:00
2024-12-06 07:00
2024-12-06 08:00
2024-12-06 09:00
2024-12-06 10:00
2024-12-06 11:00
2024-12-06 12:00
2024-12-06 13:00
2024-12-06 14:00
2024-12-06 15:00
2024-12-06 16:00
2024-12-06 17:00
2024-12-06 18:00
2024-12-06 19:00
2024-12-06 20:00
2024-12-06 21:00
2024-12-06 22:00
2024-12-06 23:00
2024-12-07
2024-12-07 01:00
2024-12-07 02:00
2024-12-07 03:00
2024-12-07 04:00
2024-12-07 05:00
2024-12-07 06:00
2024-12-07 07:00
2024-12-07 08:00
2024-12-07 09:00
2024-12-07 10:00
2024-12-07 11:00
2024-12-07 12:00
2024-12-07 13:00
2024-12-07 14:00
2024-12-07 15:00
2024-12-07 16:00
2024-12-07 17:00
2024-12-07 18:00
2024-12-07 19:00
2024-12-07 20:00
2024-12-07 21:00
2024-12-07 22:00
2024-12-07 23:00
2024-12-08
2024-12-08 01:00
2024-12-08 02:00
2024-12-08 03:00
2024-12-08 04:00
2024-12-08 05:00
2024-12-08 06:00
2024-12-08 07:00
2024-12-08 08:00
2024-12-08 09:00
2024-12-08 10:00
2024-12-08 11:00
2024-12-08 12:00
2024-12-08 13:00
2024-12-08 14:00
2024-12-08 15:00
2024-12-08 16:00
2024-12-08 17:00
2024-12-08 18:00
2024-12-08 19:00
2024-12-08 20:00
2024-12-08 21:00
2024-12-08 22:00
2024-12-08 23:00
2024-12-09
2024-12-09 01:00
2024-12-09 02:00
2024-12-09 03:00
2024-12-09 04:00
2024-12-09 05:00
2024-12-09 06:00
2024-12-09 07:00
2024-12-09 08:00
2024-12-09 09:00
2024-12-09 10:00
2024-12-09 11:00
2024-12-09 12:00
2024-12-09 13:00
2024-12-09 14:00
2024-12-09 15:00
2024-12-09 16:00
2024-12-09 17:00
2024-12-09 18:00
2024-12-09 19:00
2024-12-09 20:00
2024-12-09 21:00
2024-12-09 22:00
2024-12-09 23:00
2024-12-10
2024-12-10 01:00
2024-12-10 02:00
2024-12-10 03:00
2024-12-10 04:00
2024-12-10 05:00
2024-12-10 06:00
2024-12-10 07:00
2024-12-10 08:00
2024-12-10 09:00
2024-12-10 10:00
2024-12-10 11:00
2024-12-10 12:00
2024-12-10 13:00
2024-12-10 14:00
2024-12-10 15:00
2024-12-10 16:00
2024-12-10 17:00
2024-12-10 18:00
2024-12-10 19:00
2024-12-10 20:00
2024-12-10 21:00
2024-12-10 22:00
2024-12-10 23:00
2024-12-11
2024-12-11 01:00
2024-12-11 02:00
2024-12-11 03:00
2024-12-11 04:00
2024-12-11 05:00
2024-12-11 06:00
2024-12-11 07:00
2024-12-11 08:00
2024-12-11 09:00
2024-12-11 10:00
2024-12-11 11:00
2024-12-11 12:00
2024-12-11 13:00
2024-12-11 14:00
2024-12-11 15:00
2024-12-11 16:00
2024-12-11 17:00
2024-12-11 18:00
2024-12-11 19:00
2024-12-11 20:00
2024-12-11 21:00
2024-12-11 22:00
2024-12-11 23:00
2024-12-12
2024-12-12 01:00
2024-12-12 02:00
2024-12-12 03:00
2024-12-12 04:00
2024-12-12 05:00
2024-12-12 06:00
2024-12-12 07:00
2024-12-12 08:00
2024-12-12 09:00
2024-12-12 10:00
2024-12-12 11:00
2024-12-12 12:00
2024-12-12 13:00
2024-12-12 14:00
2024-12-12 15:00
2024-12-12 16:00
2024-12-12 17:00
2024-12-12 18:00
2024-12-12 19:00
2024-12-12 20:00
2024-12-12 21:00
2024-12-12 22:00
2024-12-12 23:00
2024-12-13
2024-12-13 01:00
2024-12-13 02:00
2024-12-13 03:00
2024-12-13 04:00
2024-12-13 05:00
2024-12-13 06:00
2024-12-13 07:00
2024-12-13 08:00
2024-12-13 09:00
2024-12-13 10:00
2024-12-13 11:00
2024-12-13 12:00
2024-12-13 13:00
2024-12-13 14:00
2024-12-13 15:00
2024-12-13 16:00
2024-12-13 17:00
2024-12-13 18:00
2024-12-13 19:00
2024-12-13 20:00
2024-12-13 21:00
2024-12-13 22:00
2024-12-13 23:00
2024-12-14
2024-12-14 01:00
2024-12-14 02:00
2024-12-14 03:00
2024-12-14 04:00
2024-12-14 05:00
2024-12-14 06:00
2024-12-14 07:00
2024-12-14 08:00
2024-12-14 09:00
2024-12-14 10:00
2024-12-14 11:00
2024-12-14 12:00
2024-12-14 13:00
2024-12-14 14:00
2024-12-14 15:00
2024-12-14 16:00
2024-12-14 17:00
2024-12-14 18:00
2024-12-14 19:00
2024-12-14 20:00
2024-12-14 21:00
2024-12-14 22:00
2024-12-14 23:00
2024-12-15
2024-12-15 01:00
2024-12-15 02:00
2024-12-15 03:00
2024-12-15 04:00
2024-12-15 05:00
2024-12-15 06:00
2024-12-15 07:00
2024-12-15 08:00
2024-12-15 09:00
2024-12-15 10:00
2024-12-15 11:00
2024-12-15 12:00
2024-12-15 13:00
2024-12-15 14:00
2024-12-15 15:00
2024-12-15 16:00
2024-12-15 17:00
2024-12-15 18:00
2024-12-15 19:00
2024-12-15 20:00
2024-12-15 21:00
2024-12-15 22:00
2024-12-15 23:00
2024-12-16
2024-12-16 01:00
2024-12-16 02:00
2024-12-16 03:00
2024-12-16 04:00
2024-12-16 05:00
2024-12-16 06:00
2024-12-16 07:00
2024-12-16 08:00
2024-12-16 09:00
2024-12-16 10:00
2024-12-16 11:00
2024-12-16 12:00
2024-12-16 13:00
2024-12-16 14:00
2024-12-16 15:00
2024-12-16 16:00
2024-12-16 17:00
2024-12-16 18:00
2024-12-16 19:00
2024-12-16 20:00
2024-12-16 21:00
2024-12-16 22:00
2024-12-16 23:00
2024-12-17
2024-12-17 01:00
2024-12-17 02:00
2024-12-17 03:00
2024-12-17 04:00
2024-12-17 05:00
2024-12-17 06:00
2024-12-17 07:00
2024-12-17 08:00
2024-12-17 09:00
2024-12-17 10:00
2024-12-17 11:00
2024-12-17 12:00
2024-12-17 13:00
2024-12-17 14:00
2024-12-17 15:00
2024-12-17 16:00
2024-12-17 17:00
2024-12-17 18:00
2024-12-17 19:00
2024-12-17 20:00
2024-12-17 21:00
2024-12-17 22:00
2024-12-17 23:00
2024-12-18
2024-12-18 01:00
2024-12-18 02:00
2024-12-18 03:00
2024-12-18 04:00
2024-12-18 05:00
2024-12-18 06:00
2024-12-18 07:00
2024-12-18 08:00
2024-12-18 09:00
2024-12-18 10:00
2024-12-18 11:00
2024-12-18 12:00
2024-12-18 13:00
2024-12-18 14:00
2024-12-18 15:00
2024-12-18 16:00
2024-12-18 17:00
2024-12-18 18:00
2024-12-18 19:00
2024-12-18 20:00
2024-12-18 21:00
2024-12-18 22:00
2024-12-18 23:00
2024-12-19
2024-12-19 01:00
2024-12-19 02:00
2024-12-19 03:00
2024-12-19 04:00
2024-12-19 05:00
2024-12-19 06:00
2024-12-19 07:00
2024-12-19 08:00
2024-12-19 09:00
2024-12-19 10:00
2024-12-19 11:00
2024-12-19 12:00
2024-12-19 13:00
2024-12-19 14:00
2024-12-19 15:00
2024-12-19 16:00
2024-12-19 17:00
2024-12-19 18:00
2024-12-19 19:00
2024-12-19 20:00
2024-12-19 21:00
2024-12-19 22:00
2024-12-19 23:00
2024-12-20
2024-12-20 01:00
2024-12-20 02:00
2024-12-20 03:00
2024-12-20 04:00
2024-12-20 05:00
2024-12-20 06:00
2024-12-20 07:00
2024-12-20 08:00
2024-12-20 09:00
2024-12-20 10:00
2024-12-20 11:00
2024-12-20 12:00
2024-12-20 13:00
2024-12-20 14:00
2024-12-20 15:00
2024-12-20 16:00
2024-12-20 17:00
2024-12-20 18:00
2024-12-20 19:00
2024-12-20 20:00
2024-12-20 21:00
2024-12-20 22:00
2024-12-20 23:00
2024-12-21
2024-12-21 01:00
2024-12-21 02:00
2024-12-21 03:00
2024-12-21 04:00
2024-12-21 05:00
2024-12-21 06:00
2024-12-21 07:00
2024-12-21 08:00
2024-12-21 09:00
2024-12-21 10:00
2024-12-21 11:00
2024-12-21 12:00
2024-12-21 13:00
2024-12-21 14:00
2024-12-21 15:00
2024-12-21 16:00
2024-12-21 17:00
2024-12-21 18:00
2024-12-21 19:00
2024-12-21 20:00
2024-12-21 21:00
2024-12-21 22:00
2024-12-21 23:00
2024-12-22
2024-12-22 01:00
2024-12-22 02:00
2024-12-22 03:00
2024-12-22 04:00
2024-12-22 05:00
2024-12-22 06:00
2024-12-22 07:00
2024-12-22 08:00
2024-12-22 09:00
2024-12-22 10:00
2024-12-22 11:00
2024-12-22 12:00
2024-12-22 13:00
2024-12-22 14:00
2024-12-22 15:00
2024-12-22 16:00
2024-12-22 17:00
2024-12-22 18:00
2024-12-22 19:00
2024-12-22 20:00
2024-12-22 21:00
2024-12-22 22:00
2024-12-22 23:00
2024-12-23
2024-12-23 01:00
2024-12-23 02:00
2024-12-23 03:00
2024-12-23 04:00
2024-12-23 05:00
2024-12-23 06:00
2024-12-23 07:00
2024-12-23 08:00
2024-12-23 09:00
2024-12-23 10:00
2024-12-23 11:00
2024-12-23 12:00
2024-12-23 13:00
2024-12-23 14:00
2024-12-23 15:00
2024-12-23 16:00
2024-12-23 17:00
2024-12-23 18:00
2024-12-23 19:00
2024-12-23 20:00
2024-12-23 21:00
2024-12-23 22:00
2024-12-23 23:00
2024-12-24
2024-12-24 01:00
2024-12-24 02:00
2024-12-24 03:00
2024-12-24 04:00
2024-12-24 05:00
2024-12-24 06:00
2024-12-24 07:00
2024-12-24 08:00
2024-12-24 09:00
2024-12-24 10:00
2024-12-24 11:00
2024-12-24 12:00
2024-12-24 13:00
2024-12-24 14:00
2024-12-24 15:00
2024-12-24 16:00
2024-12-24 17:00
2024-12-24 18:00
2024-12-24 19:00
2024-12-24 20:00
2024-12-24 21:00
2024-12-24 22:00
2024-12-24 23:00
2024-12-25
2024-12-25 01:00
2024-12-25 02:00
2024-12-25 03:00
2024-12-25 04:00
2024-12-25 05:00
2024-12-25 06:00
2024-12-25 07:00
2024-12-25 08:00
2024-12-25 09:00
2024-12-25 10:00
2024-12-25 11:00
2024-12-25 12:00
2024-12-25 13:00
2024-12-25 14:00
2024-12-25 15:00
2024-12-25 16:00
2024-12-25 17:00
2024-12-25 18:00
2024-12-25 19:00
2024-12-25 20:00
2024-12-25 21:00
2024-12-25 22:00
2024-12-25 23:00
2024-12-26
2024-12-26 01:00
2024-12-26 02:00
2024-12-26 03:00
2024-12-26 04:00
2024-12-26 05:00
2024-12-26 06:00
2024-12-26 07:00
2024-12-26 08:00
2024-12-26 09:00
2024-12-26 10:00
2024-12-26 11:00
2024-12-26 12:00
2024-12-26 13:00
2024-12-26 14:00
2024-12-26 15:00
2024-12-26 16:00
2024-12-26 17:00
2024-12-26 18:00
2024-12-26 19:00
2024-12-26 20:00
2024-12-26 21:00
2024-12-26 22:00
2024-12-26 23:00
2024-12-27
2024-12-27 01:00
2024-12-27 02:00
2024-12-27 03:00
2024-12-27 04:00
2024-12-27 05:00
2024-12-27 06:00
2024-12-27 07:00
2024-12-27 08:00
2024-12-27 09:00
2024-12-27 10:00
2024-12-27 11:00
2024-12-27 12:00
2024-12-27 13:00
2024-12-27 14:00
2024-12-27 15:00
2024-12-27 16:00
2024-12-27 17:00
2024-12-27 18:00
2024-12-27 19:00
2024-12-27 20:00
2024-12-27 21:00
2024-12-27 22:00
2024-12-27 23:00
2024-12-28
2024-12-28 01:00
2024-12-28 02:00
2024-12-28 03:00
2024-12-28 04:00
2024-12-28 05:00
2024-12-28 06:00
2024-12-28 07:00
2024-12-28 08:00
2024-12-28 09:00
2024-12-28 10:00
2024-12-28 11:00
2024-12-28 12:00
2024-12-28 13:00
2024-12-28 14:00
2024-12-28 15:00
2024-12-28 16:00
2024-12-28 17:00
2024-12-28 18:00
2024-12-28 19:00
2024-12-28 20:00
2024-12-28 21:00
2024-12-28 22:00
2024-12-28 23:00
2024-12-29
2024-12-29 01:00
2024-12-29 02:00
2024-12-29 03:00
2024-12-29 04:00
2024-12-29 05:00
2024-12-29 06:00
2024-12-29 07:00
2024-12-29 08:00
2024-12-29 09:00
2024-12-29 10:00
2024-12-29 11:00
2024-12-29 12:00
2024-12-29 13:00
2024-12-29 14:00
2024-12-29 15:00
2024-12-29 16:00
2024-12-29 17:00
2024-12-29 18:00
2024-12-29 19:00
2024-12-29 20:00
2024-12-29 21:00
2024-12-29 22:00
2024-12-29 23:00
2024-12-30
2024-12-30 01:00
2024-12-30 02:00
2024-12-30 03:00
2024-12-30 04:00
2024-12-30 05:00
2024-12-30 06:00
2024-12-30 07:00
2024-12-30 08:00
2024-12-30 09:00
2024-12-30 10:00
2024-12-30 11:00
2024-12-30 12:00
2024-12-30 13:00
2024-12-30 14:00
2024-12-30 15:00
2024-12-30 16:00
2024-12-30 17:00
2024-12-30 18:00
2024-12-30 19:00
2024-12-30 20:00
2024-12-30 21:00
2024-12-30 22:00
2024-12-30 23:00

## generators-p_set
time
2024-01-01
2024-01-01 01:00
2024-01-01 02:00
2024-01-01 03:00
2024-01-01 04:00
2024-01-01 05:00
2024-01-01 06:00
2024-01-01 07:00
2024-01-01 08:00
2024-01-01 09:00
2024-01-01 10:00
2024-01-01 11:00
2024-01-01 12:00
2024-01-01 13:00
2024-01-01 14:00
2024-01-01 15:00
2024-01-01 16:00
2024-01-01 17:00
2024-01-01 18:00
2024-01-01 19:00
2024-01-01 20:00
2024-01-01 21:00
2024-01-01 22:00
2024-01-01 23:00
2024-01-02
2024-01-02 01:00
2024-01-02 02:00
2024-01-02 03:00
2024-01-02 04:00
2024-01-02 05:00
2024-01-02 06:00
2024-01-02 07:00
2024-01-02 08:00
2024-01-02 09:00
2024-01-02 10:00
2024-01-02 11:00
2024-01-02 12:00
2024-01-02 13:00
2024-01-02 14:00
2024-01-02 15:00
2024-01-02 16:00
2024-01-02 17:00
2024-01-02 18:00
2024-01-02 19:00
2024-01-02 20:00
2024-01-02 21:00
2024-01-02 22:00
2024-01-02 23:00
2024-01-03
2024-01-03 01:00
2024-01-03 02:00
2024-01-03 03:00
2024-01-03 04:00
2024-01-03 05:00
2024-01-03 06:00
2024-01-03 07:00
2024-01-03 08:00
2024-01-03 09:00
2024-01-03 10:00
2024-01-03 11:00
2024-01-03 12:00
2024-01-03 13:00
2024-01-03 14:00
2024-01-03 15:00
2024-01-03 16:00
2024-01-03 17:00
2024-01-03 18:00
2024-01-03 19:00
2024-01-03 20:00
2024-01-03 21:00
2024-01-03 22:00
2024-01-03 23:00
2024-01-04
2024-01-04 01:00
2024-01-04 02:00
2024-01-04 03:00
2024-01-04 04:00
2024-01-04 05:00
2024-01-04 06:00
2024-01-04 07:00
2024-01-04 08:00
2024-01-04 09:00
2024-01-04 10:00
2024-01-04 11:00
2024-01-04 12:00
2024-01-04 13:00
2024-01-04 14:00
2024-01-04 15:00
2024-01-04 16:00
2024-01-04 17:00
2024-01-04 18:00
2024-01-04 19:00
2024-01-04 20:00
2024-01-04 21:00
2024-01-04 22:00
2024-01-04 23:00
2024-01-05
2024-01-05 01:00
2024-01-05 02:00
2024-01-05 03:00
2024-01-05 04:00
2024-01-05 05:00
2024-01-05 06:00
2024-01-05 07:00
2024-01-05 08:00
2024-01-05 09:00
2024-01-05 10:00
2024-01-05 11:00
2024-01-05 12:00
2024-01-05 13:00
2024-01-05 14:00
2024-01-05 15:00
2024-01-05 16:00
2024-01-05 17:00
2024-01-05 18:00
2024-01-05 19:00
2024-01-05 20:00
2024-01-05 21:00
2024-01-05 22:00
2024-01-05 23:00
2024-01-06
2024-01-06 01:00
2024-01-06 02:00
2024-01-06 03:00
2024-01-06 04:00
2024-01-06 05:00
2024-01-06 06:00
2024-01-06 07:00
2024-01-06 08:00
2024-01-06 09:00
2024-01-06 10:00
2024-01-06 11:00
2024-01-06 12:00
2024-01-06 13:00
2024-01-06 14:00
2024-01-06 15:00
2024-01-06 16:00
2024-01-06 17:00
2024-01-06 18:00
2024-01-06 19:00
2024-01-06 20:00
2024-01-06 21:00
2024-01-06 22:00
2024-01-06 23:00
2024-01-07
2024-01-07 01:00
2024-01-07 02:00
2024-01-07 03:00
2024-01-07 04:00
2024-01-07 05:00
2024-01-07 06:00
2024-01-07 07:00
2024-01-07 08:00
2024-01-07 09:00
2024-01-07 10:00
2024-01-07 11:00
2024-01-07 12:00
2024-01-07 13:00
2024-01-07 14:00
2024-01-07 15:00
2024-01-07 16:00
2024-01-07 17:00
2024-01-07 18:00
2024-01-07 19:00
2024-01-07 20:00
2024-01-07 21:00
2024-01-07 22:00
2024-01-07 23:00
2024-01-08
2024-01-08 01:00
2024-01-08 02:00
2024-01-08 03:00
2024-01-08 04:00
2024-01-08 05:00
2024-01-08 06:00
2024-01-08 07:00
2024-01-08 08:00
2024-01-08 09:00
2024-01-08 10:00
2024-01-08 11:00
2024-01-08 12:00
2024-01-08 13:00
2024-01-08 14:00
2024-01-08 15:00
2024-01-08 16:00
2024-01-08 17:00
2024-01-08 18:00
2024-01-08 19:00
2024-01-08 20:00
2024-01-08 21:00
2024-01-08 22:00
2024-01-08 23:00
2024-01-09
2024-01-09 01:00
2024-01-09 02:00
2024-01-09 03:00
2024-01-09 04:00
2024-01-09 05:00
2024-01-09 06:00
2024-01-09 07:00
2024-01-09 08:00
2024-01-09 09:00
2024-01-09 10:00
2024-01-09 11:00
2024-01-09 12:00
2024-01-09 13:00
2024-01-09 14:00
2024-01-09 15:00
2024-01-09 16:00
2024-01-09 17:00
2024-01-09 18:00
2024-01-09 19:00
2024-01-09 20:00
2024-01-09 21:00
2024-01-09 22:00
2024-01-09 23:00
2024-01-10
2024-01-10 01:00
2024-01-10 02:00
2024-01-10 03:00
2024-01-10 04:00
2024-01-10 05:00
2024-01-10 06:00
2024-01-10 07:00
2024-01-10 08:00
2024-01-10 09:00
2024-01-10 10:00
2024-01-10 11:00
2024-01-10 12:00
2024-01-10 13:00
2024-01-10 14:00
2024-01-10 15:00
2024-01-10 16:00
2024-01-10 17:00
2024-01-10 18:00
2024-01-10 19:00
2024-01-10 20:00
2024-01-10 21:00
2024-01-10 22:00
2024-01-10 23:00
2024-01-11
2024-01-11 01:00
2024-01-11 02:00
2024-01-11 03:00
2024-01-11 04:00
2024-01-11 05:00
2024-01-11 06:00
2024-01-11 07:00
2024-01-11 08:00
2024-01-11 09:00
2024-01-11 10:00
2024-01-11 11:00
2024-01-11 12:00
2024-01-11 13:00
2024-01-11 14:00
2024-01-11 15:00
2024-01-11 16:00
2024-01-11 17:00
2024-01-11 18:00
2024-01-11 19:00
2024-01-11 20:00
2024-01-11 21:00
2024-01-11 22:00
2024-01-11 23:00
2024-01-12
2024-01-12 01:00
2024-01-12 02:00
2024-01-12 03:00
2024-01-12 04:00
2024-01-12 05:00
2024-01-12 06:00
2024-01-12 07:00
2024-01-12 08:00
2024-01-12 09:00
2024-01-12 10:00
2024-01-12 11:00
2024-01-12 12:00
2024-01-12 13:00
2024-01-12 14:00
2024-01-12 15:00
2024-01-12 16:00
2024-01-12 17:00
2024-01-12 18:00
2024-01-12 19:00
2024-01-12 20:00
2024-01-12 21:00
2024-01-12 22:00
2024-01-12 23:00
2024-01-13
2024-01-13 01:00
2024-01-13 02:00
2024-01-13 03:00
2024-01-13 04:00
2024-01-13 05:00
2024-01-13 06:00
2024-01-13 07:00
2024-01-13 08:00
2024-01-13 09:00
2024-01-13 10:00
2024-01-13 11:00
2024-01-13 12:00
2024-01-13 13:00
2024-01-13 14:00
2024-01-13 15:00
2024-01-13 16:00
2024-01-13 17:00
2024-01-13 18:00
2024-01-13 19:00
2024-01-13 20:00
2024-01-13 21:00
2024-01-13 22:00
2024-01-13 23:00
2024-01-14
2024-01-14 01:00
2024-01-14 02:00
2024-01-14 03:00
2024-01-14 04:00
2024-01-14 05:00
2024-01-14 06:00
2024-01-14 07:00
2024-01-14 08:00
2024-01-14 09:00
2024-01-14 10:00
2024-01-14 11:00
2024-01-14 12:00
2024-01-14 13:00
2024-01-14 14:00
2024-01-14 15:00
2024-01-14 16:00
2024-01-14 17:00
2024-01-14 18:00
2024-01-14 19:00
2024-01-14 20:00
2024-01-14 21:00
2024-01-14 22:00
2024-01-14 23:00
2024-01-15
2024-01-15 01:00
2024-01-15 02:00
2024-01-15 03:00
2024-01-15 04:00
2024-01-15 05:00
2024-01-15 06:00
2024-01-15 07:00
2024-01-15 08:00
2024-01-15 09:00
2024-01-15 10:00
2024-01-15 11:00
2024-01-15 12:00
2024-01-15 13:00
2024-01-15 14:00
2024-01-15 15:00
2024-01-15 16:00
2024-01-15 17:00
2024-01-15 18:00
2024-01-15 19:00
2024-01-15 20:00
2024-01-15 21:00
2024-01-15 22:00
2024-01-15 23:00
2024-01-16
2024-01-16 01:00
2024-01-16 02:00
2024-01-16 03:00
2024-01-16 04:00
2024-01-16 05:00
2024-01-16 06:00
2024-01-16 07:00
2024-01-16 08:00
2024-01-16 09:00
2024-01-16 10:00
2024-01-16 11:00
2024-01-16 12:00
2024-01-16 13:00
2024-01-16 14:00
2024-01-16 15:00
2024-01-16 16:00
2024-01-16 17:00
2024-01-16 18:00
2024-01-16 19:00
2024-01-16 20:00
2024-01-16 21:00
2024-01-16 22:00
2024-01-16 23:00
2024-01-17
2024-01-17 01:00
2024-01-17 02:00
2024-01-17 03:00
2024-01-17 04:00
2024-01-17 05:00
2024-01-17 06:00
2024-01-17 07:00
2024-01-17 08:00
2024-01-17 09:00
2024-01-17 10:00
2024-01-17 11:00
2024-01-17 12:00
2024-01-17 13:00
2024-01-17 14:00
2024-01-17 15:00
2024-01-17 16:00
2024-01-17 17:00
2024-01-17 18:00
2024-01-17 19:00
2024-01-17 20:00
2024-01-17 21:00
2024-01-17 22:00
2024-01-17 23:00
2024-01-18
2024-01-18 01:00
2024-01-18 02:00
2024-01-18 03:00
2024-01-18 04:00
2024-01-18 05:00
2024-01-18 06:00
2024-01-18 07:00
2024-01-18 08:00
2024-01-18 09:00
2024-01-18 10:00
2024-01-18 11:00
2024-01-18 12:00
2024-01-18 13:00
2024-01-18 14:00
2024-01-18 15:00
2024-01-18 16:00
2024-01-18 17:00
2024-01-18 18:00
2024-01-18 19:00
2024-01-18 20:00
2024-01-18 21:00
2024-01-18 22:00
2024-01-18 23:00
2024-01-19
2024-01-19 01:00
2024-01-19 02:00
2024-01-19 03:00
2024-01-19 04:00
2024-01-19 05:00
2024-01-19 06:00
2024-01-19 07:00
2024-01-19 08:00
2024-01-19 09:00
2024-01-19 10:00
2024-01-19 11:00
2024-01-19 12:00
2024-01-19 13:00
2024-01-19 14:00
2024-01-19 15:00
2024-01-19 16:00
2024-01-19 17:00
2024-01-19 18:00
2024-01-19 19:00
2024-01-19 20:00
2024-01-19 21:00
2024-01-19 22:00
2024-01-19 23:00
2024-01-20
2024-01-20 01:00
2024-01-20 02:00
2024-01-20 03:00
2024-01-20 04:00
2024-01-20 05:00
2024-01-20 06:00
2024-01-20 07:00
2024-01-20 08:00
2024-01-20 09:00
2024-01-20 10:00
2024-01-20 11:00
2024-01-20 12:00
2024-01-20 13:00
2024-01-20 14:00
2024-01-20 15:00
2024-01-20 16:00
2024-01-20 17:00
2024-01-20 18:00
2024-01-20 19:00
2024-01-20 20:00
2024-01-20 21:00
2024-01-20 22:00
2024-01-20 23:00
2024-01-21
2024-01-21 01:00
2024-01-21 02:00
2024-01-21 03:00
2024-01-21 04:00
2024-01-21 05:00
2024-01-21 06:00
2024-01-21 07:00
2024-01-21 08:00
2024-01-21 09:00
2024-01-21 10:00
2024-01-21 11:00
2024-01-21 12:00
2024-01-21 13:00
2024-01-21 14:00
2024-01-21 15:00
2024-01-21 16:00
2024-01-21 17:00
2024-01-21 18:00
2024-01-21 19:00
2024-01-21 20:00
2024-01-21 21:00
2024-01-21 22:00
2024-01-21 23:00
2024-01-22
2024-01-22 01:00
2024-01-22 02:00
2024-01-22 03:00
2024-01-22 04:00
2024-01-22 05:00
2024-01-22 06:00
2024-01-22 07:00
2024-01-22 08:00
2024-01-22 09:00
2024-01-22 10:00
2024-01-22 11:00
2024-01-22 12:00
2024-01-22 13:00
2024-01-22 14:00
2024-01-22 15:00
2024-01-22 16:00
2024-01-22 17:00
2024-01-22 18:00
2024-01-22 19:00
2024-01-22 20:00
2024-01-22 21:00
2024-01-22 22:00
2024-01-22 23:00
2024-01-23
2024-01-23 01:00
2024-01-23 02:00
2024-01-23 03:00
2024-01-23 04:00
2024-01-23 05:00
2024-01-23 06:00
2024-01-23 07:00
2024-01-23 08:00
2024-01-23 09:00
2024-01-23 10:00
2024-01-23 11:00
2024-01-23 12:00
2024-01-23 13:00
2024-01-23 14:00
2024-01-23 15:00
2024-01-23 16:00
2024-01-23 17:00
2024-01-23 18:00
2024-01-23 19:00
2024-01-23 20:00
2024-01-23 21:00
2024-01-23 22:00
2024-01-23 23:00
2024-01-24
2024-01-24 01:00
2024-01-24 02:00
2024-01-24 03:00
2024-01-24 04:00
2024-01-24 05:00
2024-01-24 06:00
2024-01-24 07:00
2024-01-24 08:00
2024-01-24 09:00
2024-01-24 10:00
2024-01-24 11:00
2024-01-24 12:00
2024-01-24 13:00
2024-01-24 14:00
2024-01-24 15:00
2024-01-24 16:00
2024-01-24 17:00
2024-01-24 18:00
2024-01-24 19:00
2024-01-24 20:00
2024-01-24 21:00
2024-01-24 22:00
2024-01-24 23:00
2024-01-25
2024-01-25 01:00
2024-01-25 02:00
2024-01-25 03:00
2024-01-25 04:00
2024-01-25 05:00
2024-01-25 06:00
2024-01-25 07:00
2024-01-25 08:00
2024-01-25 09:00
2024-01-25 10:00
2024-01-25 11:00
2024-01-25 12:00
2024-01-25 13:00
2024-01-25 14:00
2024-01-25 15:00
2024-01-25 16:00
2024-01-25 17:00
2024-01-25 18:00
2024-01-25 19:00
2024-01-25 20:00
2024-01-25 21:00
2024-01-25 22:00
2024-01-25 23:00
2024-01-26
2024-01-26 01:00
2024-01-26 02:00
2024-01-26 03:00
2024-01-26 04:00
2024-01-26 05:00
2024-01-26 06:00
2024-01-26 07:00
2024-01-26 08:00
2024-01-26 09:00
2024-01-26 10:00
2024-01-26 11:00
2024-01-26 12:00
2024-01-26 13:00
2024-01-26 14:00
2024-01-26 15:00
2024-01-26 16:00
2024-01-26 17:00
2024-01-26 18:00
2024-01-26 19:00
2024-01-26 20:00
2024-01-26 21:00
2024-01-26 22:00
2024-01-26 23:00
2024-01-27
2024-01-27 01:00
2024-01-27 02:00
2024-01-27 03:00
2024-01-27 04:00
2024-01-27 05:00
2024-01-27 06:00
2024-01-27 07:00
2024-01-27 08:00
2024-01-27 09:00
2024-01-27 10:00
2024-01-27 11:00
2024-01-27 12:00
2024-01-27 13:00
2024-01-27 14:00
2024-01-27 15:00
2024-01-27 16:00
2024-01-27 17:00
2024-01-27 18:00
2024-01-27 19:00
2024-01-27 20:00
2024-01-27 21:00
2024-01-27 22:00
2024-01-27 23:00
2024-01-28
2024-01-28 01:00
2024-01-28 02:00
2024-01-28 03:00
2024-01-28 04:00
2024-01-28 05:00
2024-01-28 06:00
2024-01-28 07:00
2024-01-28 08:00
2024-01-28 09:00
2024-01-28 10:00
2024-01-28 11:00
2024-01-28 12:00
2024-01-28 13:00
2024-01-28 14:00
2024-01-28 15:00
2024-01-28 16:00
2024-01-28 17:00
2024-01-28 18:00
2024-01-28 19:00
2024-01-28 20:00
2024-01-28 21:00
2024-01-28 22:00
2024-01-28 23:00
2024-01-29
2024-01-29 01:00
2024-01-29 02:00
2024-01-29 03:00
2024-01-29 04:00
2024-01-29 05:00
2024-01-29 06:00
2024-01-29 07:00
2024-01-29 08:00
2024-01-29 09:00
2024-01-29 10:00
2024-01-29 11:00
2024-01-29 12:00
2024-01-29 13:00
2024-01-29 14:00
2024-01-29 15:00
2024-01-29 16:00
2024-01-29 17:00
2024-01-29 18:00
2024-01-29 19:00
2024-01-29 20:00
2024-01-29 21:00
2024-01-29 22:00
2024-01-29 23:00
2024-01-30
2024-01-30 01:00
2024-01-30 02:00
2024-01-30 03:00
2024-01-30 04:00
2024-01-30 05:00
2024-01-30 06:00
2024-01-30 07:00
2024-01-30 08:00
2024-01-30 09:00
2024-01-30 10:00
2024-01-30 11:00
2024-01-30 12:00
2024-01-30 13:00
2024-01-30 14:00
2024-01-30 15:00
2024-01-30 16:00
2024-01-30 17:00
2024-01-30 18:00
2024-01-30 19:00
2024-01-30 20:00
2024-01-30 21:00
2024-01-30 22:00
2024-01-30 23:00
2024-01-31
2024-01-31 01:00
2024-01-31 02:00
2024-01-31 03:00
2024-01-31 04:00
2024-01-31 05:00
2024-01-31 06:00
2024-01-31 07:00
2024-01-31 08:00
2024-01-31 09:00
2024-01-31 10:00
2024-01-31 11:00
2024-01-31 12:00
2024-01-31 13:00
2024-01-31 14:00
2024-01-31 15:00
2024-01-31 16:00
2024-01-31 17:00
2024-01-31 18:00
2024-01-31 19:00
2024-01-31 20:00
2024-01-31 21:00
2024-01-31 22:00
2024-01-31 23:00
2024-02-01
2024-02-01 01:00
2024-02-01 02:00
2024-02-01 03:00
2024-02-01 04:00
2024-02-01 05:00
2024-02-01 06:00
2024-02-01 07:00
2024-02-01 08:00
2024-02-01 09:00
2024-02-01 10:00
2024-02-01 11:00
2024-02-01 12:00
2024-02-01 13:00
2024-02-01 14:00
2024-02-01 15:00
2024-02-01 16:00
2024-02-01 17:00
2024-02-01 18:00
2024-02-01 19:00
2024-02-01 20:00
2024-02-01 21:00
2024-02-01 22:00
2024-02-01 23:00
2024-02-02
2024-02-02 01:00
2024-02-02 02:00
2024-02-02 03:00
2024-02-02 04:00
2024-02-02 05:00
2024-02-02 06:00
2024-02-02 07:00
2024-02-02 08:00
2024-02-02 09:00
2024-02-02 10:00
2024-02-02 11:00
2024-02-02 12:00
2024-02-02 13:00
2024-02-02 14:00
2024-02-02 15:00
2024-02-02 16:00
2024-02-02 17:00
2024-02-02 18:00
2024-02-02 19:00
2024-02-02 20:00
2024-02-02 21:00
2024-02-02 22:00
2024-02-02 23:00
2024-02-03
2024-02-03 01:00
2024-02-03 02:00
2024-02-03 03:00
2024-02-03 04:00
2024-02-03 05:00
2024-02-03 06:00
2024-02-03 07:00
2024-02-03 08:00
2024-02-03 09:00
2024-02-03 10:00
2024-02-03 11:00
2024-02-03 12:00
2024-02-03 13:00
2024-02-03 14:00
2024-02-03 15:00
2024-02-03 16:00
2024-02-03 17:00
2024-02-03 18:00
2024-02-03 19:00
2024-02-03 20:00
2024-02-03 21:00
2024-02-03 22:00
2024-02-03 23:00
2024-02-04
2024-02-04 01:00
2024-02-04 02:00
2024-02-04 03:00
2024-02-04 04:00
2024-02-04 05:00
2024-02-04 06:00
2024-02-04 07:00
2024-02-04 08:00
2024-02-04 09:00
2024-02-04 10:00
2024-02-04 11:00
2024-02-04 12:00
2024-02-04 13:00
2024-02-04 14:00
2024-02-04 15:00
2024-02-04 16:00
2024-02-04 17:00
2024-02-04 18:00
2024-02-04 19:00
2024-02-04 20:00
2024-02-04 21:00
2024-02-04 22:00
2024-02-04 23:00
2024-02-05
2024-02-05 01:00
2024-02-05 02:00
2024-02-05 03:00
2024-02-05 04:00
2024-02-05 05:00
2024-02-05 06:00
2024-02-05 07:00
2024-02-05 08:00
2024-02-05 09:00
2024-02-05 10:00
2024-02-05 11:00
2024-02-05 12:00
2024-02-05 13:00
2024-02-05 14:00
2024-02-05 15:00
2024-02-05 16:00
2024-02-05 17:00
2024-02-05 18:00
2024-02-05 19:00
2024-02-05 20:00
2024-02-05 21:00
2024-02-05 22:00
2024-02-05 23:00
2024-02-06
2024-02-06 01:00
2024-02-06 02:00
2024-02-06 03:00
2024-02-06 04:00
2024-02-06 05:00
2024-02-06 06:00
2024-02-06 07:00
2024-02-06 08:00
2024-02-06 09:00
2024-02-06 10:00
2024-02-06 11:00
2024-02-06 12:00
2024-02-06 13:00
2024-02-06 14:00
2024-02-06 15:00
2024-02-06 16:00
2024-02-06 17:00
2024-02-06 18:00
2024-02-06 19:00
2024-02-06 20:00
2024-02-06 21:00
2024-02-06 22:00
2024-02-06 23:00
2024-02-07
2024-02-07 01:00
2024-02-07 02:00
2024-02-07 03:00
2024-02-07 04:00
2024-02-07 05:00
2024-02-07 06:00
2024-02-07 07:00
2024-02-07 08:00
2024-02-07 09:00
2024-02-07 10:00
2024-02-07 11:00
2024-02-07 12:00
2024-02-07 13:00
2024-02-07 14:00
2024-02-07 15:00
2024-02-07 16:00
2024-02-07 17:00
2024-02-07 18:00
2024-02-07 19:00
2024-02-07 20:00
2024-02-07 21:00
2024-02-07 22:00
2024-02-07 23:00
2024-02-08
2024-02-08 01:00
2024-02-08 02:00
2024-02-08 03:00
2024-02-08 04:00
2024-02-08 05:00
2024-02-08 06:00
2024-02-08 07:00
2024-02-08 08:00
2024-02-08 09:00
2024-02-08 10:00
2024-02-08 11:00
2024-02-08 12:00
2024-02-08 13:00
2024-02-08 14:00
2024-02-08 15:00
2024-02-08 16:00
2024-02-08 17:00
2024-02-08 18:00
2024-02-08 19:00
2024-02-08 20:00
2024-02-08 21:00
2024-02-08 22:00
2024-02-08 23:00
2024-02-09
2024-02-09 01:00
2024-02-09 02:00
2024-02-09 03:00
2024-02-09 04:00
2024-02-09 05:00
2024-02-09 06:00
2024-02-09 07:00
2024-02-09 08:00
2024-02-09 09:00
2024-02-09 10:00
2024-02-09 11:00
2024-02-09 12:00
2024-02-09 13:00
2024-02-09 14:00
2024-02-09 15:00
2024-02-09 16:00
2024-02-09 17:00
2024-02-09 18:00
2024-02-09 19:00
2024-02-09 20:00
2024-02-09 21:00
2024-02-09 22:00
2024-02-09 23:00
2024-02-10
2024-02-10 01:00
2024-02-10 02:00
2024-02-10 03:00
2024-02-10 04:00
2024-02-10 05:00
2024-02-10 06:00
2024-02-10 07:00
2024-02-10 08:00
2024-02-10 09:00
2024-02-10 10:00
2024-02-10 11:00
2024-02-10 12:00
2024-02-10 13:00
2024-02-10 14:00
2024-02-10 15:00
2024-02-10 16:00
2024-02-10 17:00
2024-02-10 18:00
2024-02-10 19:00
2024-02-10 20:00
2024-02-10 21:00
2024-02-10 22:00
2024-02-10 23:00
2024-02-11
2024-02-11 01:00
2024-02-11 02:00
2024-02-11 03:00
2024-02-11 04:00
2024-02-11 05:00
2024-02-11 06:00
2024-02-11 07:00
2024-02-11 08:00
2024-02-11 09:00
2024-02-11 10:00
2024-02-11 11:00
2024-02-11 12:00
2024-02-11 13:00
2024-02-11 14:00
2024-02-11 15:00
2024-02-11 16:00
2024-02-11 17:00
2024-02-11 18:00
2024-02-11 19:00
2024-02-11 20:00
2024-02-11 21:00
2024-02-11 22:00
2024-02-11 23:00
2024-02-12
2024-02-12 01:00
2024-02-12 02:00
2024-02-12 03:00
2024-02-12 04:00
2024-02-12 05:00
2024-02-12 06:00
2024-02-12 07:00
2024-02-12 08:00
2024-02-12 09:00
2024-02-12 10:00
2024-02-12 11:00
2024-02-12 12:00
2024-02-12 13:00
2024-02-12 14:00
2024-02-12 15:00
2024-02-12 16:00
2024-02-12 17:00
2024-02-12 18:00
2024-02-12 19:00
2024-02-12 20:00
2024-02-12 21:00
2024-02-12 22:00
2024-02-12 23:00
2024-02-13
2024-02-13 01:00
2024-02-13 02:00
2024-02-13 03:00
2024-02-13 04:00
2024-02-13 05:00
2024-02-13 06:00
2024-02-13 07:00
2024-02-13 08:00
2024-02-13 09:00
2024-02-13 10:00
2024-02-13 11:00
2024-02-13 12:00
2024-02-13 13:00
2024-02-13 14:00
2024-02-13 15:00
2024-02-13 16:00
2024-02-13 17:00
2024-02-13 18:00
2024-02-13 19:00
2024-02-13 20:00
2024-02-13 21:00
2024-02-13 22:00
2024-02-13 23:00
2024-02-14
2024-02-14 01:00
2024-02-14 02:00
2024-02-14 03:00
2024-02-14 04:00
2024-02-14 05:00
2024-02-14 06:00
2024-02-14 07:00
2024-02-14 08:00
2024-02-14 09:00
2024-02-14 10:00
2024-02-14 11:00
2024-02-14 12:00
2024-02-14 13:00
2024-02-14 14:00
2024-02-14 15:00
2024-02-14 16:00
2024-02-14 17:00
2024-02-14 18:00
2024-02-14 19:00
2024-02-14 20:00
2024-02-14 21:00
2024-02-14 22:00
2024-02-14 23:00
2024-02-15
2024-02-15 01:00
2024-02-15 02:00
2024-02-15 03:00
2024-02-15 04:00
2024-02-15 05:00
2024-02-15 06:00
2024-02-15 07:00
2024-02-15 08:00
2024-02-15 09:00
2024-02-15 10:00
2024-02-15 11:00
2024-02-15 12:00
2024-02-15 13:00
2024-02-15 14:00
2024-02-15 15:00
2024-02-15 16:00
2024-02-15 17:00
2024-02-15 18:00
2024-02-15 19:00
2024-02-15 20:00
2024-02-15 21:00
2024-02-15 22:00
2024-02-15 23:00
2024-02-16
2024-02-16 01:00
2024-02-16 02:00
2024-02-16 03:00
2024-02-16 04:00
2024-02-16 05:00
2024-02-16 06:00
2024-02-16 07:00
2024-02-16 08:00
2024-02-16 09:00
2024-02-16 10:00
2024-02-16 11:00
2024-02-16 12:00
2024-02-16 13:00
2024-02-16 14:00
2024-02-16 15:00
2024-02-16 16:00
2024-02-16 17:00
2024-02-16 18:00
2024-02-16 19:00
2024-02-16 20:00
2024-02-16 21:00
2024-02-16 22:00
2024-02-16 23:00
2024-02-17
2024-02-17 01:00
2024-02-17 02:00
2024-02-17 03:00
2024-02-17 04:00
2024-02-17 05:00
2024-02-17 06:00
2024-02-17 07:00
2024-02-17 08:00
2024-02-17 09:00
2024-02-17 10:00
2024-02-17 11:00
2024-02-17 12:00
2024-02-17 13:00
2024-02-17 14:00
2024-02-17 15:00
2024-02-17 16:00
2024-02-17 17:00
2024-02-17 18:00
2024-02-17 19:00
2024-02-17 20:00
2024-02-17 21:00
2024-02-17 22:00
2024-02-17 23:00
2024-02-18
2024-02-18 01:00
2024-02-18 02:00
2024-02-18 03:00
2024-02-18 04:00
2024-02-18 05:00
2024-02-18 06:00
2024-02-18 07:00
2024-02-18 08:00
2024-02-18 09:00
2024-02-18 10:00
2024-02-18 11:00
2024-02-18 12:00
2024-02-18 13:00
2024-02-18 14:00
2024-02-18 15:00
2024-02-18 16:00
2024-02-18 17:00
2024-02-18 18:00
2024-02-18 19:00
2024-02-18 20:00
2024-02-18 21:00
2024-02-18 22:00
2024-02-18 23:00
2024-02-19
2024-02-19 01:00
2024-02-19 02:00
2024-02-19 03:00
2024-02-19 04:00
2024-02-19 05:00
2024-02-19 06:00
2024-02-19 07:00
2024-02-19 08:00
2024-02-19 09:00
2024-02-19 10:00
2024-02-19 11:00
2024-02-19 12:00
2024-02-19 13:00
2024-02-19 14:00
2024-02-19 15:00
2024-02-19 16:00
2024-02-19 17:00
2024-02-19 18:00
2024-02-19 19:00
2024-02-19 20:00
2024-02-19 21:00
2024-02-19 22:00
2024-02-19 23:00
2024-02-20
2024-02-20 01:00
2024-02-20 02:00
2024-02-20 03:00
2024-02-20 04:00
2024-02-20 05:00
2024-02-20 06:00
2024-02-20 07:00
2024-02-20 08:00
2024-02-20 09:00
2024-02-20 10:00
2024-02-20 11:00
2024-02-20 12:00
2024-02-20 13:00
2024-02-20 14:00
2024-02-20 15:00
2024-02-20 16:00
2024-02-20 17:00
2024-02-20 18:00
2024-02-20 19:00
2024-02-20 20:00
2024-02-20 21:00
2024-02-20 22:00
2024-02-20 23:00
2024-02-21
2024-02-21 01:00
2024-02-21 02:00
2024-02-21 03:00
2024-02-21 04:00
2024-02-21 05:00
2024-02-21 06:00
2024-02-21 07:00
2024-02-21 08:00
2024-02-21 09:00
2024-02-21 10:00
2024-02-21 11:00
2024-02-21 12:00
2024-02-21 13:00
2024-02-21 14:00
2024-02-21 15:00
2024-02-21 16:00
2024-02-21 17:00
2024-02-21 18:00
2024-02-21 19:00
2024-02-21 20:00
2024-02-21 21:00
2024-02-21 22:00
2024-02-21 23:00
2024-02-22
2024-02-22 01:00
2024-02-22 02:00
2024-02-22 03:00
2024-02-22 04:00
2024-02-22 05:00
2024-02-22 06:00
2024-02-22 07:00
2024-02-22 08:00
2024-02-22 09:00
2024-02-22 10:00
2024-02-22 11:00
2024-02-22 12:00
2024-02-22 13:00
2024-02-22 14:00
2024-02-22 15:00
2024-02-22 16:00
2024-02-22 17:00
2024-02-22 18:00
2024-02-22 19:00
2024-02-22 20:00
2024-02-22 21:00
2024-02-22 22:00
2024-02-22 23:00
2024-02-23
2024-02-23 01:00
2024-02-23 02:00
2024-02-23 03:00
2024-02-23 04:00
2024-02-23 05:00
2024-02-23 06:00
2024-02-23 07:00
2024-02-23 08:00
2024-02-23 09:00
2024-02-23 10:00
2024-02-23 11:00
2024-02-23 12:00
2024-02-23 13:00
2024-02-23 14:00
2024-02-23 15:00
2024-02-23 16:00
2024-02-23 17:00
2024-02-23 18:00
2024-02-23 19:00
2024-02-23 20:00
2024-02-23 21:00
2024-02-23 22:00
2024-02-23 23:00
2024-02-24
2024-02-24 01:00
2024-02-24 02:00
2024-02-24 03:00
2024-02-24 04:00
2024-02-24 05:00
2024-02-24 06:00
2024-02-24 07:00
2024-02-24 08:00
2024-02-24 09:00
2024-02-24 10:00
2024-02-24 11:00
2024-02-24 12:00
2024-02-24 13:00
2024-02-24 14:00
2024-02-24 15:00
2024-02-24 16:00
2024-02-24 17:00
2024-02-24 18:00
2024-02-24 19:00
2024-02-24 20:00
2024-02-24 21:00
2024-02-24 22:00
2024-02-24 23:00
2024-02-25
2024-02-25 01:00
2024-02-25 02:00
2024-02-25 03:00
2024-02-25 04:00
2024-02-25 05:00
2024-02-25 06:00
2024-02-25 07:00
2024-02-25 08:00
2024-02-25 09:00
2024-02-25 10:00
2024-02-25 11:00
2024-02-25 12:00
2024-02-25 13:00
2024-02-25 14:00
2024-02-25 15:00
2024-02-25 16:00
2024-02-25 17:00
2024-02-25 18:00
2024-02-25 19:00
2024-02-25 20:00
2024-02-25 21:00
2024-02-25 22:00
2024-02-25 23:00
2024-02-26
2024-02-26 01:00
2024-02-26 02:00
2024-02-26 03:00
2024-02-26 04:00
2024-02-26 05:00
2024-02-26 06:00
2024-02-26 07:00
2024-02-26 08:00
2024-02-26 09:00
2024-02-26 10:00
2024-02-26 11:00
2024-02-26 12:00
2024-02-26 13:00
2024-02-26 14:00
2024-02-26 15:00
2024-02-26 16:00
2024-02-26 17:00
2024-02-26 18:00
2024-02-26 19:00
2024-02-26 20:00
2024-02-26 21:00
2024-02-26 22:00
2024-02-26 23:00
2024-02-27
2024-02-27 01:00
2024-02-27 02:00
2024-02-27 03:00
2024-02-27 04:00
2024-02-27 05:00
2024-02-27 06:00
2024-02-27 07:00
2024-02-27 08:00
2024-02-27 09:00
2024-02-27 10:00
2024-02-27 11:00
2024-02-27 12:00
2024-02-27 13:00
2024-02-27 14:00
2024-02-27 15:00
2024-02-27 16:00
2024-02-27 17:00
2024-02-27 18:00
2024-02-27 19:00
2024-02-27 20:00
2024-02-27 21:00
2024-02-27 22:00
2024-02-27 23:00
2024-02-28
2024-02-28 01:00
2024-02-28 02:00
2024-02-28 03:00
2024-02-28 04:00
2024-02-28 05:00
2024-02-28 06:00
2024-02-28 07:00
2024-02-28 08:00
2024-02-28 09:00
2024-02-28 10:00
2024-02-28 11:00
2024-02-28 12:00
2024-02-28 13:00
2024-02-28 14:00
2024-02-28 15:00
2024-02-28 16:00
2024-02-28 17:00
2024-02-28 18:00
2024-02-28 19:00
2024-02-28 20:00
2024-02-28 21:00
2024-02-28 22:00
2024-02-28 23:00
2024-02-29
2024-02-29 01:00
2024-02-29 02:00
2024-02-29 03:00
2024-02-29 04:00
2024-02-29 05:00
2024-02-29 06:00
2024-02-29 07:00
2024-02-29 08:00
2024-02-29 09:00
2024-02-29 10:00
2024-02-29 11:00
2024-02-29 12:00
2024-02-29 13:00
2024-02-29 14:00
2024-02-29 15:00
2024-02-29 16:00
2024-02-29 17:00
2024-02-29 18:00
2024-02-29 19:00
2024-02-29 20:00
2024-02-29 21:00
2024-02-29 22:00
2024-02-29 23:00
2024-03-01
2024-03-01 01:00
2024-03-01 02:00
2024-03-01 03:00
2024-03-01 04:00
2024-03-01 05:00
2024-03-01 06:00
2024-03-01 07:00
2024-03-01 08:00
2024-03-01 09:00
2024-03-01 10:00
2024-03-01 11:00
2024-03-01 12:00
2024-03-01 13:00
2024-03-01 14:00
2024-03-01 15:00
2024-03-01 16:00
2024-03-01 17:00
2024-03-01 18:00
2024-03-01 19:00
2024-03-01 20:00
2024-03-01 21:00
2024-03-01 22:00
2024-03-01 23:00
2024-03-02
2024-03-02 01:00
2024-03-02 02:00
2024-03-02 03:00
2024-03-02 04:00
2024-03-02 05:00
2024-03-02 06:00
2024-03-02 07:00
2024-03-02 08:00
2024-03-02 09:00
2024-03-02 10:00
2024-03-02 11:00
2024-03-02 12:00
2024-03-02 13:00
2024-03-02 14:00
2024-03-02 15:00
2024-03-02 16:00
2024-03-02 17:00
2024-03-02 18:00
2024-03-02 19:00
2024-03-02 20:00
2024-03-02 21:00
2024-03-02 22:00
2024-03-02 23:00
2024-03-03
2024-03-03 01:00
2024-03-03 02:00
2024-03-03 03:00
2024-03-03 04:00
2024-03-03 05:00
2024-03-03 06:00
2024-03-03 07:00
2024-03-03 08:00
2024-03-03 09:00
2024-03-03 10:00
2024-03-03 11:00
2024-03-03 12:00
2024-03-03 13:00
2024-03-03 14:00
2024-03-03 15:00
2024-03-03 16:00
2024-03-03 17:00
2024-03-03 18:00
2024-03-03 19:00
2024-03-03 20:00
2024-03-03 21:00
2024-03-03 22:00
2024-03-03 23:00
2024-03-04
2024-03-04 01:00
2024-03-04 02:00
2024-03-04 03:00
2024-03-04 04:00
2024-03-04 05:00
2024-03-04 06:00
2024-03-04 07:00
2024-03-04 08:00
2024-03-04 09:00
2024-03-04 10:00
2024-03-04 11:00
2024-03-04 12:00
2024-03-04 13:00
2024-03-04 14:00
2024-03-04 15:00
2024-03-04 16:00
2024-03-04 17:00
2024-03-04 18:00
2024-03-04 19:00
2024-03-04 20:00
2024-03-04 21:00
2024-03-04 22:00
2024-03-04 23:00
2024-03-05
2024-03-05 01:00
2024-03-05 02:00
2024-03-05 03:00
2024-03-05 04:00
2024-03-05 05:00
2024-03-05 06:00
2024-03-05 07:00
2024-03-05 08:00
2024-03-05 09:00
2024-03-05 10:00
2024-03-05 11:00
2024-03-05 12:00
2024-03-05 13:00
2024-03-05 14:00
2024-03-05 15:00
2024-03-05 16:00
2024-03-05 17:00
2024-03-05 18:00
2024-03-05 19:00
2024-03-05 20:00
2024-03-05 21:00
2024-03-05 22:00
2024-03-05 23:00
2024-03-06
2024-03-06 01:00
2024-03-06 02:00
2024-03-06 03:00
2024-03-06 04:00
2024-03-06 05:00
2024-03-06 06:00
2024-03-06 07:00
2024-03-06 08:00
2024-03-06 09:00
2024-03-06 10:00
2024-03-06 11:00
2024-03-06 12:00
2024-03-06 13:00
2024-03-06 14:00
2024-03-06 15:00
2024-03-06 16:00
2024-03-06 17:00
2024-03-06 18:00
2024-03-06 19:00
2024-03-06 20:00
2024-03-06 21:00
2024-03-06 22:00
2024-03-06 23:00
2024-03-07
2024-03-07 01:00
2024-03-07 02:00
2024-03-07 03:00
2024-03-07 04:00
2024-03-07 05:00
2024-03-07 06:00
2024-03-07 07:00
2024-03-07 08:00
2024-03-07 09:00
2024-03-07 10:00
2024-03-07 11:00
2024-03-07 12:00
2024-03-07 13:00
2024-03-07 14:00
2024-03-07 15:00
2024-03-07 16:00
2024-03-07 17:00
2024-03-07 18:00
2024-03-07 19:00
2024-03-07 20:00
2024-03-07 21:00
2024-03-07 22:00
2024-03-07 23:00
2024-03-08
2024-03-08 01:00
2024-03-08 02:00
2024-03-08 03:00
2024-03-08 04:00
2024-03-08 05:00
2024-03-08 06:00
2024-03-08 07:00
2024-03-08 08:00
2024-03-08 09:00
2024-03-08 10:00
2024-03-08 11:00
2024-03-08 12:00
2024-03-08 13:00
2024-03-08 14:00
2024-03-08 15:00
2024-03-08 16:00
2024-03-08 17:00
2024-03-08 18:00
2024-03-08 19:00
2024-03-08 20:00
2024-03-08 21:00
2024-03-08 22:00
2024-03-08 23:00
2024-03-09
2024-03-09 01:00
2024-03-09 02:00
2024-03-09 03:00
2024-03-09 04:00
2024-03-09 05:00
2024-03-09 06:00
2024-03-09 07:00
2024-03-09 08:00
2024-03-09 09:00
2024-03-09 10:00
2024-03-09 11:00
2024-03-09 12:00
2024-03-09 13:00
2024-03-09 14:00
2024-03-09 15:00
2024-03-09 16:00
2024-03-09 17:00
2024-03-09 18:00
2024-03-09 19:00
2024-03-09 20:00
2024-03-09 21:00
2024-03-09 22:00
2024-03-09 23:00
2024-03-10
2024-03-10 01:00
2024-03-10 02:00
2024-03-10 03:00
2024-03-10 04:00
2024-03-10 05:00
2024-03-10 06:00
2024-03-10 07:00
2024-03-10 08:00
2024-03-10 09:00
2024-03-10 10:00
2024-03-10 11:00
2024-03-10 12:00
2024-03-10 13:00
2024-03-10 14:00
2024-03-10 15:00
2024-03-10 16:00
2024-03-10 17:00
2024-03-10 18:00
2024-03-10 19:00
2024-03-10 20:00
2024-03-10 21:00
2024-03-10 22:00
2024-03-10 23:00
2024-03-11
2024-03-11 01:00
2024-03-11 02:00
2024-03-11 03:00
2024-03-11 04:00
2024-03-11 05:00
2024-03-11 06:00
2024-03-11 07:00
2024-03-11 08:00
2024-03-11 09:00
2024-03-11 10:00
2024-03-11 11:00
2024-03-11 12:00
2024-03-11 13:00
2024-03-11 14:00
2024-03-11 15:00
2024-03-11 16:00
2024-03-11 17:00
2024-03-11 18:00
2024-03-11 19:00
2024-03-11 20:00
2024-03-11 21:00
2024-03-11 22:00
2024-03-11 23:00
2024-03-12
2024-03-12 01:00
2024-03-12 02:00
2024-03-12 03:00
2024-03-12 04:00
2024-03-12 05:00
2024-03-12 06:00
2024-03-12 07:00
2024-03-12 08:00
2024-03-12 09:00
2024-03-12 10:00
2024-03-12 11:00
2024-03-12 12:00
2024-03-12 13:00
2024-03-12 14:00
2024-03-12 15:00
2024-03-12 16:00
2024-03-12 17:00
2024-03-12 18:00
2024-03-12 19:00
2024-03-12 20:00
2024-03-12 21:00
2024-03-12 22:00
2024-03-12 23:00
2024-03-13
2024-03-13 01:00
2024-03-13 02:00
2024-03-13 03:00
2024-03-13 04:00
2024-03-13 05:00
2024-03-13 06:00
2024-03-13 07:00
2024-03-13 08:00
2024-03-13 09:00
2024-03-13 10:00
2024-03-13 11:00
2024-03-13 12:00
2024-03-13 13:00
2024-03-13 14:00
2024-03-13 15:00
2024-03-13 16:00
2024-03-13 17:00
2024-03-13 18:00
2024-03-13 19:00
2024-03-13 20:00
2024-03-13 21:00
2024-03-13 22:00
2024-03-13 23:00
2024-03-14
2024-03-14 01:00
2024-03-14 02:00
2024-03-14 03:00
2024-03-14 04:00
2024-03-14 05:00
2024-03-14 06:00
2024-03-14 07:00
2024-03-14 08:00
2024-03-14 09:00
2024-03-14 10:00
2024-03-14 11:00
2024-03-14 12:00
2024-03-14 13:00
2024-03-14 14:00
2024-03-14 15:00
2024-03-14 16:00
2024-03-14 17:00
2024-03-14 18:00
2024-03-14 19:00
2024-03-14 20:00
2024-03-14 21:00
2024-03-14 22:00
2024-03-14 23:00
2024-03-15
2024-03-15 01:00
2024-03-15 02:00
2024-03-15 03:00
2024-03-15 04:00
2024-03-15 05:00
2024-03-15 06:00
2024-03-15 07:00
2024-03-15 08:00
2024-03-15 09:00
2024-03-15 10:00
2024-03-15 11:00
2024-03-15 12:00
2024-03-15 13:00
2024-03-15 14:00
2024-03-15 15:00
2024-03-15 16:00
2024-03-15 17:00
2024-03-15 18:00
2024-03-15 19:00
2024-03-15 20:00
2024-03-15 21:00
2024-03-15 22:00
2024-03-15 23:00
2024-03-16
2024-03-16 01:00
2024-03-16 02:00
2024-03-16 03:00
2024-03-16 04:00
2024-03-16 05:00
2024-03-16 06:00
2024-03-16 07:00
2024-03-16 08:00
2024-03-16 09:00
2024-03-16 10:00
2024-03-16 11:00
2024-03-16 12:00
2024-03-16 13:00
2024-03-16 14:00
2024-03-16 15:00
2024-03-16 16:00
2024-03-16 17:00
2024-03-16 18:00
2024-03-16 19:00
2024-03-16 20:00
2024-03-16 21:00
2024-03-16 22:00
2024-03-16 23:00
2024-03-17
2024-03-17 01:00
2024-03-17 02:00
2024-03-17 03:00
2024-03-17 04:00
2024-03-17 05:00
2024-03-17 06:00
2024-03-17 07:00
2024-03-17 08:00
2024-03-17 09:00
2024-03-17 10:00
2024-03-17 11:00
2024-03-17 12:00
2024-03-17 13:00
2024-03-17 14:00
2024-03-17 15:00
2024-03-17 16:00
2024-03-17 17:00
2024-03-17 18:00
2024-03-17 19:00
2024-03-17 20:00
2024-03-17 21:00
2024-03-17 22:00
2024-03-17 23:00
2024-03-18
2024-03-18 01:00
2024-03-18 02:00
2024-03-18 03:00
2024-03-18 04:00
2024-03-18 05:00
2024-03-18 06:00
2024-03-18 07:00
2024-03-18 08:00
2024-03-18 09:00
2024-03-18 10:00
2024-03-18 11:00
2024-03-18 12:00
2024-03-18 13:00
2024-03-18 14:00
2024-03-18 15:00
2024-03-18 16:00
2024-03-18 17:00
2024-03-18 18:00
2024-03-18 19:00
2024-03-18 20:00
2024-03-18 21:00
2024-03-18 22:00
2024-03-18 23:00
2024-03-19
2024-03-19 01:00
2024-03-19 02:00
2024-03-19 03:00
2024-03-19 04:00
2024-03-19 05:00
2024-03-19 06:00
2024-03-19 07:00
2024-03-19 08:00
2024-03-19 09:00
2024-03-19 10:00
2024-03-19 11:00
2024-03-19 12:00
2024-03-19 13:00
2024-03-19 14:00
2024-03-19 15:00
2024-03-19 16:00
2024-03-19 17:00
2024-03-19 18:00
2024-03-19 19:00
2024-03-19 20:00
2024-03-19 21:00
2024-03-19 22:00
2024-03-19 23:00
2024-03-20
2024-03-20 01:00
2024-03-20 02:00
2024-03-20 03:00
2024-03-20 04:00
2024-03-20 05:00
2024-03-20 06:00
2024-03-20 07:00
2024-03-20 08:00
2024-03-20 09:00
2024-03-20 10:00
2024-03-20 11:00
2024-03-20 12:00
2024-03-20 13:00
2024-03-20 14:00
2024-03-20 15:00
2024-03-20 16:00
2024-03-20 17:00
2024-03-20 18:00
2024-03-20 19:00
2024-03-20 20:00
2024-03-20 21:00
2024-03-20 22:00
2024-03-20 23:00
2024-03-21
2024-03-21 01:00
2024-03-21 02:00
2024-03-21 03:00
2024-03-21 04:00
2024-03-21 05:00
2024-03-21 06:00
2024-03-21 07:00
2024-03-21 08:00
2024-03-21 09:00
2024-03-21 10:00
2024-03-21 11:00
2024-03-21 12:00
2024-03-21 13:00
2024-03-21 14:00
2024-03-21 15:00
2024-03-21 16:00
2024-03-21 17:00
2024-03-21 18:00
2024-03-21 19:00
2024-03-21 20:00
2024-03-21 21:00
2024-03-21 22:00
2024-03-21 23:00
2024-03-22
2024-03-22 01:00
2024-03-22 02:00
2024-03-22 03:00
2024-03-22 04:00
2024-03-22 05:00
2024-03-22 06:00
2024-03-22 07:00
2024-03-22 08:00
2024-03-22 09:00
2024-03-22 10:00
2024-03-22 11:00
2024-03-22 12:00
2024-03-22 13:00
2024-03-22 14:00
2024-03-22 15:00
2024-03-22 16:00
2024-03-22 17:00
2024-03-22 18:00
2024-03-22 19:00
2024-03-22 20:00
2024-03-22 21:00
2024-03-22 22:00
2024-03-22 23:00
2024-03-23
2024-03-23 01:00
2024-03-23 02:00
2024-03-23 03:00
2024-03-23 04:00
2024-03-23 05:00
2024-03-23 06:00
2024-03-23 07:00
2024-03-23 08:00
2024-03-23 09:00
2024-03-23 10:00
2024-03-23 11:00
2024-03-23 12:00
2024-03-23 13:00
2024-03-23 14:00
2024-03-23 15:00
2024-03-23 16:00
2024-03-23 17:00
2024-03-23 18:00
2024-03-23 19:00
2024-03-23 20:00
2024-03-23 21:00
2024-03-23 22:00
2024-03-23 23:00
2024-03-24
2024-03-24 01:00
2024-03-24 02:00
2024-03-24 03:00
2024-03-24 04:00
2024-03-24 05:00
2024-03-24 06:00
2024-03-24 07:00
2024-03-24 08:00
2024-03-24 09:00
2024-03-24 10:00
2024-03-24 11:00
2024-03-24 12:00
2024-03-24 13:00
2024-03-24 14:00
2024-03-24 15:00
2024-03-24 16:00
2024-03-24 17:00
2024-03-24 18:00
2024-03-24 19:00
2024-03-24 20:00
2024-03-24 21:00
2024-03-24 22:00
2024-03-24 23:00
2024-03-25
2024-03-25 01:00
2024-03-25 02:00
2024-03-25 03:00
2024-03-25 04:00
2024-03-25 05:00
2024-03-25 06:00
2024-03-25 07:00
2024-03-25 08:00
2024-03-25 09:00
2024-03-25 10:00
2024-03-25 11:00
2024-03-25 12:00
2024-03-25 13:00
2024-03-25 14:00
2024-03-25 15:00
2024-03-25 16:00
2024-03-25 17:00
2024-03-25 18:00
2024-03-25 19:00
2024-03-25 20:00
2024-03-25 21:00
2024-03-25 22:00
2024-03-25 23:00
2024-03-26
2024-03-26 01:00
2024-03-26 02:00
2024-03-26 03:00
2024-03-26 04:00
2024-03-26 05:00
2024-03-26 06:00
2024-03-26 07:00
2024-03-26 08:00
2024-03-26 09:00
2024-03-26 10:00
2024-03-26 11:00
2024-03-26 12:00
2024-03-26 13:00
2024-03-26 14:00
2024-03-26 15:00
2024-03-26 16:00
2024-03-26 17:00
2024-03-26 18:00
2024-03-26 19:00
2024-03-26 20:00
2024-03-26 21:00
2024-03-26 22:00
2024-03-26 23:00
2024-03-27
2024-03-27 01:00
2024-03-27 02:00
2024-03-27 03:00
2024-03-27 04:00
2024-03-27 05:00
2024-03-27 06:00
2024-03-27 07:00
2024-03-27 08:00
2024-03-27 09:00
2024-03-27 10:00
2024-03-27 11:00
2024-03-27 12:00
2024-03-27 13:00
2024-03-27 14:00
2024-03-27 15:00
2024-03-27 16:00
2024-03-27 17:00
2024-03-27 18:00
2024-03-27 19:00
2024-03-27 20:00
2024-03-27 21:00
2024-03-27 22:00
2024-03-27 23:00
2024-03-28
2024-03-28 01:00
2024-03-28 02:00
2024-03-28 03:00
2024-03-28 04:00
2024-03-28 05:00
2024-03-28 06:00
2024-03-28 07:00
2024-03-28 08:00
2024-03-28 09:00
2024-03-28 10:00
2024-03-28 11:00
2024-03-28 12:00
2024-03-28 13:00
2024-03-28 14:00
2024-03-28 15:00
2024-03-28 16:00
2024-03-28 17:00
2024-03-28 18:00
2024-03-28 19:00
2024-03-28 20:00
2024-03-28 21:00
2024-03-28 22:00
2024-03-28 23:00
2024-03-29
2024-03-29 01:00
2024-03-29 02:00
2024-03-29 03:00
2024-03-29 04:00
2024-03-29 05:00
2024-03-29 06:00
2024-03-29 07:00
2024-03-29 08:00
2024-03-29 09:00
2024-03-29 10:00
2024-03-29 11:00
2024-03-29 12:00
2024-03-29 13:00
2024-03-29 14:00
2024-03-29 15:00
2024-03-29 16:00
2024-03-29 17:00
2024-03-29 18:00
2024-03-29 19:00
2024-03-29 20:00
2024-03-29 21:00
2024-03-29 22:00
2024-03-29 23:00
2024-03-30
2024-03-30 01:00
2024-03-30 02:00
2024-03-30 03:00
2024-03-30 04:00
2024-03-30 05:00
2024-03-30 06:00
2024-03-30 07:00
2024-03-30 08:00
2024-03-30 09:00
2024-03-30 10:00
2024-03-30 11:00
2024-03-30 12:00
2024-03-30 13:00
2024-03-30 14:00
2024-03-30 15:00
2024-03-30 16:00
2024-03-30 17:00
2024-03-30 18:00
2024-03-30 19:00
2024-03-30 20:00
2024-03-30 21:00
2024-03-30 22:00
2024-03-30 23:00
2024-03-31
2024-03-31 01:00
2024-03-31 02:00
2024-03-31 03:00
2024-03-31 04:00
2024-03-31 05:00
2024-03-31 06:00
2024-03-31 07:00
2024-03-31 08:00
2024-03-31 09:00
2024-03-31 10:00
2024-03-31 11:00
2024-03-31 12:00
2024-03-31 13:00
2024-03-31 14:00
2024-03-31 15:00
2024-03-31 16:00
2024-03-31 17:00
2024-03-31 18:00
2024-03-31 19:00
2024-03-31 20:00
2024-03-31 21:00
2024-03-31 22:00
2024-03-31 23:00
2024-04-01
2024-04-01 01:00
2024-04-01 02:00
2024-04-01 03:00
2024-04-01 04:00
2024-04-01 05:00
2024-04-01 06:00
2024-04-01 07:00
2024-04-01 08:00
2024-04-01 09:00
2024-04-01 10:00
2024-04-01 11:00
2024-04-01 12:00
2024-04-01 13:00
2024-04-01 14:00
2024-04-01 15:00
2024-04-01 16:00
2024-04-01 17:00
2024-04-01 18:00
2024-04-01 19:00
2024-04-01 20:00
2024-04-01 21:00
2024-04-01 22:00
2024-04-01 23:00
2024-04-02
2024-04-02 01:00
2024-04-02 02:00
2024-04-02 03:00
2024-04-02 04:00
2024-04-02 05:00
2024-04-02 06:00
2024-04-02 07:00
2024-04-02 08:00
2024-04-02 09:00
2024-04-02 10:00
2024-04-02 11:00
2024-04-02 12:00
2024-04-02 13:00
2024-04-02 14:00
2024-04-02 15:00
2024-04-02 16:00
2024-04-02 17:00
2024-04-02 18:00
2024-04-02 19:00
2024-04-02 20:00
2024-04-02 21:00
2024-04-02 22:00
2024-04-02 23:00
2024-04-03
2024-04-03 01:00
2024-04-03 02:00
2024-04-03 03:00
2024-04-03 04:00
2024-04-03 05:00
2024-04-03 06:00
2024-04-03 07:00
2024-04-03 08:00
2024-04-03 09:00
2024-04-03 10:00
2024-04-03 11:00
2024-04-03 12:00
2024-04-03 13:00
2024-04-03 14:00
2024-04-03 15:00
2024-04-03 16:00
2024-04-03 17:00
2024-04-03 18:00
2024-04-03 19:00
2024-04-03 20:00
2024-04-03 21:00
2024-04-03 22:00
2024-04-03 23:00
2024-04-04
2024-04-04 01:00
2024-04-04 02:00
2024-04-04 03:00
2024-04-04 04:00
2024-04-04 05:00
2024-04-04 06:00
2024-04-04 07:00
2024-04-04 08:00
2024-04-04 09:00
2024-04-04 10:00
2024-04-04 11:00
2024-04-04 12:00
2024-04-04 13:00
2024-04-04 14:00
2024-04-04 15:00
2024-04-04 16:00
2024-04-04 17:00
2024-04-04 18:00
2024-04-04 19:00
2024-04-04 20:00
2024-04-04 21:00
2024-04-04 22:00
2024-04-04 23:00
2024-04-05
2024-04-05 01:00
2024-04-05 02:00
2024-04-05 03:00
2024-04-05 04:00
2024-04-05 05:00
2024-04-05 06:00
2024-04-05 07:00
2024-04-05 08:00
2024-04-05 09:00
2024-04-05 10:00
2024-04-05 11:00
2024-04-05 12:00
2024-04-05 13:00
2024-04-05 14:00
2024-04-05 15:00
2024-04-05 16:00
2024-04-05 17:00
2024-04-05 18:00
2024-04-05 19:00
2024-04-05 20:00
2024-04-05 21:00
2024-04-05 22:00
2024-04-05 23:00
2024-04-06
2024-04-06 01:00
2024-04-06 02:00
2024-04-06 03:00
2024-04-06 04:00
2024-04-06 05:00
2024-04-06 06:00
2024-04-06 07:00
2024-04-06 08:00
2024-04-06 09:00
2024-04-06 10:00
2024-04-06 11:00
2024-04-06 12:00
2024-04-06 13:00
2024-04-06 14:00
2024-04-06 15:00
2024-04-06 16:00
2024-04-06 17:00
2024-04-06 18:00
2024-04-06 19:00
2024-04-06 20:00
2024-04-06 21:00
2024-04-06 22:00
2024-04-06 23:00
2024-04-07
2024-04-07 01:00
2024-04-07 02:00
2024-04-07 03:00
2024-04-07 04:00
2024-04-07 05:00
2024-04-07 06:00
2024-04-07 07:00
2024-04-07 08:00
2024-04-07 09:00
2024-04-07 10:00
2024-04-07 11:00
2024-04-07 12:00
2024-04-07 13:00
2024-04-07 14:00
2024-04-07 15:00
2024-04-07 16:00
2024-04-07 17:00
2024-04-07 18:00
2024-04-07 19:00
2024-04-07 20:00
2024-04-07 21:00
2024-04-07 22:00
2024-04-07 23:00
2024-04-08
2024-04-08 01:00
2024-04-08 02:00
2024-04-08 03:00
2024-04-08 04:00
2024-04-08 05:00
2024-04-08 06:00
2024-04-08 07:00
2024-04-08 08:00
2024-04-08 09:00
2024-04-08 10:00
2024-04-08 11:00
2024-04-08 12:00
2024-04-08 13:00
2024-04-08 14:00
2024-04-08 15:00
2024-04-08 16:00
2024-04-08 17:00
2024-04-08 18:00
2024-04-08 19:00
2024-04-08 20:00
2024-04-08 21:00
2024-04-08 22:00
2024-04-08 23:00
2024-04-09
2024-04-09 01:00
2024-04-09 02:00
2024-04-09 03:00
2024-04-09 04:00
2024-04-09 05:00
2024-04-09 06:00
2024-04-09 07:00
2024-04-09 08:00
2024-04-09 09:00
2024-04-09 10:00
2024-04-09 11:00
2024-04-09 12:00
2024-04-09 13:00
2024-04-09 14:00
2024-04-09 15:00
2024-04-09 16:00
2024-04-09 17:00
2024-04-09 18:00
2024-04-09 19:00
2024-04-09 20:00
2024-04-09 21:00
2024-04-09 22:00
2024-04-09 23:00
2024-04-10
2024-04-10 01:00
2024-04-10 02:00
2024-04-10 03:00
2024-04-10 04:00
2024-04-10 05:00
2024-04-10 06:00
2024-04-10 07:00
2024-04-10 08:00
2024-04-10 09:00
2024-04-10 10:00
2024-04-10 11:00
2024-04-10 12:00
2024-04-10 13:00
2024-04-10 14:00
2024-04-10 15:00
2024-04-10 16:00
2024-04-10 17:00
2024-04-10 18:00
2024-04-10 19:00
2024-04-10 20:00
2024-04-10 21:00
2024-04-10 22:00
2024-04-10 23:00
2024-04-11
2024-04-11 01:00
2024-04-11 02:00
2024-04-11 03:00
2024-04-11 04:00
2024-04-11 05:00
2024-04-11 06:00
2024-04-11 07:00
2024-04-11 08:00
2024-04-11 09:00
2024-04-11 10:00
2024-04-11 11:00
2024-04-11 12:00
2024-04-11 13:00
2024-04-11 14:00
2024-04-11 15:00
2024-04-11 16:00
2024-04-11 17:00
2024-04-11 18:00
2024-04-11 19:00
2024-04-11 20:00
2024-04-11 21:00
2024-04-11 22:00
2024-04-11 23:00
2024-04-12
2024-04-12 01:00
2024-04-12 02:00
2024-04-12 03:00
2024-04-12 04:00
2024-04-12 05:00
2024-04-12 06:00
2024-04-12 07:00
2024-04-12 08:00
2024-04-12 09:00
2024-04-12 10:00
2024-04-12 11:00
2024-04-12 12:00
2024-04-12 13:00
2024-04-12 14:00
2024-04-12 15:00
2024-04-12 16:00
2024-04-12 17:00
2024-04-12 18:00
2024-04-12 19:00
2024-04-12 20:00
2024-04-12 21:00
2024-04-12 22:00
2024-04-12 23:00
2024-04-13
2024-04-13 01:00
2024-04-13 02:00
2024-04-13 03:00
2024-04-13 04:00
2024-04-13 05:00
2024-04-13 06:00
2024-04-13 07:00
2024-04-13 08:00
2024-04-13 09:00
2024-04-13 10:00
2024-04-13 11:00
2024-04-13 12:00
2024-04-13 13:00
2024-04-13 14:00
2024-04-13 15:00
2024-04-13 16:00
2024-04-13 17:00
2024-04-13 18:00
2024-04-13 19:00
2024-04-13 20:00
2024-04-13 21:00
2024-04-13 22:00
2024-04-13 23:00
2024-04-14
2024-04-14 01:00
2024-04-14 02:00
2024-04-14 03:00
2024-04-14 04:00
2024-04-14 05:00
2024-04-14 06:00
2024-04-14 07:00
2024-04-14 08:00
2024-04-14 09:00
2024-04-14 10:00
2024-04-14 11:00
2024-04-14 12:00
2024-04-14 13:00
2024-04-14 14:00
2024-04-14 15:00
2024-04-14 16:00
2024-04-14 17:00
2024-04-14 18:00
2024-04-14 19:00
2024-04-14 20:00
2024-04-14 21:00
2024-04-14 22:00
2024-04-14 23:00
2024-04-15
2024-04-15 01:00
2024-04-15 02:00
2024-04-15 03:00
2024-04-15 04:00
2024-04-15 05:00
2024-04-15 06:00
2024-04-15 07:00
2024-04-15 08:00
2024-04-15 09:00
2024-04-15 10:00
2024-04-15 11:00
2024-04-15 12:00
2024-04-15 13:00
2024-04-15 14:00
2024-04-15 15:00
2024-04-15 16:00
2024-04-15 17:00
2024-04-15 18:00
2024-04-15 19:00
2024-04-15 20:00
2024-04-15 21:00
2024-04-15 22:00
2024-04-15 23:00
2024-04-16
2024-04-16 01:00
2024-04-16 02:00
2024-04-16 03:00
2024-04-16 04:00
2024-04-16 05:00
2024-04-16 06:00
2024-04-16 07:00
2024-04-16 08:00
2024-04-16 09:00
2024-04-16 10:00
2024-04-16 11:00
2024-04-16 12:00
2024-04-16 13:00
2024-04-16 14:00
2024-04-16 15:00
2024-04-16 16:00
2024-04-16 17:00
2024-04-16 18:00
2024-04-16 19:00
2024-04-16 20:00
2024-04-16 21:00
2024-04-16 22:00
2024-04-16 23:00
2024-04-17
2024-04-17 01:00
2024-04-17 02:00
2024-04-17 03:00
2024-04-17 04:00
2024-04-17 05:00
2024-04-17 06:00
2024-04-17 07:00
2024-04-17 08:00
2024-04-17 09:00
2024-04-17 10:00
2024-04-17 11:00
2024-04-17 12:00
2024-04-17 13:00
2024-04-17 14:00
2024-04-17 15:00
2024-04-17 16:00
2024-04-17 17:00
2024-04-17 18:00
2024-04-17 19:00
2024-04-17 20:00
2024-04-17 21:00
2024-04-17 22:00
2024-04-17 23:00
2024-04-18
2024-04-18 01:00
2024-04-18 02:00
2024-04-18 03:00
2024-04-18 04:00
2024-04-18 05:00
2024-04-18 06:00
2024-04-18 07:00
2024-04-18 08:00
2024-04-18 09:00
2024-04-18 10:00
2024-04-18 11:00
2024-04-18 12:00
2024-04-18 13:00
2024-04-18 14:00
2024-04-18 15:00
2024-04-18 16:00
2024-04-18 17:00
2024-04-18 18:00
2024-04-18 19:00
2024-04-18 20:00
2024-04-18 21:00
2024-04-18 22:00
2024-04-18 23:00
2024-04-19
2024-04-19 01:00
2024-04-19 02:00
2024-04-19 03:00
2024-04-19 04:00
2024-04-19 05:00
2024-04-19 06:00
2024-04-19 07:00
2024-04-19 08:00
2024-04-19 09:00
2024-04-19 10:00
2024-04-19 11:00
2024-04-19 12:00
2024-04-19 13:00
2024-04-19 14:00
2024-04-19 15:00
2024-04-19 16:00
2024-04-19 17:00
2024-04-19 18:00
2024-04-19 19:00
2024-04-19 20:00
2024-04-19 21:00
2024-04-19 22:00
2024-04-19 23:00
2024-04-20
2024-04-20 01:00
2024-04-20 02:00
2024-04-20 03:00
2024-04-20 04:00
2024-04-20 05:00
2024-04-20 06:00
2024-04-20 07:00
2024-04-20 08:00
2024-04-20 09:00
2024-04-20 10:00
2024-04-20 11:00
2024-04-20 12:00
2024-04-20 13:00
2024-04-20 14:00
2024-04-20 15:00
2024-04-20 16:00
2024-04-20 17:00
2024-04-20 18:00
2024-04-20 19:00
2024-04-20 20:00
2024-04-20 21:00
2024-04-20 22:00
2024-04-20 23:00
2024-04-21
2024-04-21 01:00
2024-04-21 02:00
2024-04-21 03:00
2024-04-21 04:00
2024-04-21 05:00
2024-04-21 06:00
2024-04-21 07:00
2024-04-21 08:00
2024-04-21 09:00
2024-04-21 10:00
2024-04-21 11:00
2024-04-21 12:00
2024-04-21 13:00
2024-04-21 14:00
2024-04-21 15:00
2024-04-21 16:00
2024-04-21 17:00
2024-04-21 18:00
2024-04-21 19:00
2024-04-21 20:00
2024-04-21 21:00
2024-04-21 22:00
2024-04-21 23:00
2024-04-22
2024-04-22 01:00
2024-04-22 02:00
2024-04-22 03:00
2024-04-22 04:00
2024-04-22 05:00
2024-04-22 06:00
2024-04-22 07:00
2024-04-22 08:00
2024-04-22 09:00
2024-04-22 10:00
2024-04-22 11:00
2024-04-22 12:00
2024-04-22 13:00
2024-04-22 14:00
2024-04-22 15:00
2024-04-22 16:00
2024-04-22 17:00
2024-04-22 18:00
2024-04-22 19:00
2024-04-22 20:00
2024-04-22 21:00
2024-04-22 22:00
2024-04-22 23:00
2024-04-23
2024-04-23 01:00
2024-04-23 02:00
2024-04-23 03:00
2024-04-23 04:00
2024-04-23 05:00
2024-04-23 06:00
2024-04-23 07:00
2024-04-23 08:00
2024-04-23 09:00
2024-04-23 10:00
2024-04-23 11:00
2024-04-23 12:00
2024-04-23 13:00
2024-04-23 14:00
2024-04-23 15:00
2024-04-23 16:00
2024-04-23 17:00
2024-04-23 18:00
2024-04-23 19:00
2024-04-23 20:00
2024-04-23 21:00
2024-04-23 22:00
2024-04-23 23:00
2024-04-24
2024-04-24 01:00
2024-04-24 02:00
2024-04-24 03:00
2024-04-24 04:00
2024-04-24 05:00
2024-04-24 06:00
2024-04-24 07:00
2024-04-24 08:00
2024-04-24 09:00
2024-04-24 10:00
2024-04-24 11:00
2024-04-24 12:00
2024-04-24 13:00
2024-04-24 14:00
2024-04-24 15:00
2024-04-24 16:00
2024-04-24 17:00
2024-04-24 18:00
2024-04-24 19:00
2024-04-24 20:00
2024-04-24 21:00
2024-04-24 22:00
2024-04-24 23:00
2024-04-25
2024-04-25 01:00
2024-04-25 02:00
2024-04-25 03:00
2024-04-25 04:00
2024-04-25 05:00
2024-04-25 06:00
2024-04-25 07:00
2024-04-25 08:00
2024-04-25 09:00
2024-04-25 10:00
2024-04-25 11:00
2024-04-25 12:00
2024-04-25 13:00
2024-04-25 14:00
2024-04-25 15:00
2024-04-25 16:00
2024-04-25 17:00
2024-04-25 18:00
2024-04-25 19:00
2024-04-25 20:00
2024-04-25 21:00
2024-04-25 22:00
2024-04-25 23:00
2024-04-26
2024-04-26 01:00
2024-04-26 02:00
2024-04-26 03:00
2024-04-26 04:00
2024-04-26 05:00
2024-04-26 06:00
2024-04-26 07:00
2024-04-26 08:00
2024-04-26 09:00
2024-04-26 10:00
2024-04-26 11:00
2024-04-26 12:00
2024-04-26 13:00
2024-04-26 14:00
2024-04-26 15:00
2024-04-26 16:00
2024-04-26 17:00
2024-04-26 18:00
2024-04-26 19:00
2024-04-26 20:00
2024-04-26 21:00
2024-04-26 22:00
2024-04-26 23:00
2024-04-27
2024-04-27 01:00
2024-04-27 02:00
2024-04-27 03:00
2024-04-27 04:00
2024-04-27 05:00
2024-04-27 06:00
2024-04-27 07:00
2024-04-27 08:00
2024-04-27 09:00
2024-04-27 10:00
2024-04-27 11:00
2024-04-27 12:00
2024-04-27 13:00
2024-04-27 14:00
2024-04-27 15:00
2024-04-27 16:00
2024-04-27 17:00
2024-04-27 18:00
2024-04-27 19:00
2024-04-27 20:00
2024-04-27 21:00
2024-04-27 22:00
2024-04-27 23:00
2024-04-28
2024-04-28 01:00
2024-04-28 02:00
2024-04-28 03:00
2024-04-28 04:00
2024-04-28 05:00
2024-04-28 06:00
2024-04-28 07:00
2024-04-28 08:00
2024-04-28 09:00
2024-04-28 10:00
2024-04-28 11:00
2024-04-28 12:00
2024-04-28 13:00
2024-04-28 14:00
2024-04-28 15:00
2024-04-28 16:00
2024-04-28 17:00
2024-04-28 18:00
2024-04-28 19:00
2024-04-28 20:00
2024-04-28 21:00
2024-04-28 22:00
2024-04-28 23:00
2024-04-29
2024-04-29 01:00
2024-04-29 02:00
2024-04-29 03:00
2024-04-29 04:00
2024-04-29 05:00
2024-04-29 06:00
2024-04-29 07:00
2024-04-29 08:00
2024-04-29 09:00
2024-04-29 10:00
2024-04-29 11:00
2024-04-29 12:00
2024-04-29 13:00
2024-04-29 14:00
2024-04-29 15:00
2024-04-29 16:00
2024-04-29 17:00
2024-04-29 18:00
2024-04-29 19:00
2024-04-29 20:00
2024-04-29 21:00
2024-04-29 22:00
2024-04-29 23:00
2024-04-30
2024-04-30 01:00
2024-04-30 02:00
2024-04-30 03:00
2024-04-30 04:00
2024-04-30 05:00
2024-04-30 06:00
2024-04-30 07:00
2024-04-30 08:00
2024-04-30 09:00
2024-04-30 10:00
2024-04-30 11:00
2024-04-30 12:00
2024-04-30 13:00
2024-04-30 14:00
2024-04-30 15:00
2024-04-30 16:00
2024-04-30 17:00
2024-04-30 18:00
2024-04-30 19:00
2024-04-30 20:00
2024-04-30 21:00
2024-04-30 22:00
2024-04-30 23:00
2024-05-01
2024-05-01 01:00
2024-05-01 02:00
2024-05-01 03:00
2024-05-01 04:00
2024-05-01 05:00
2024-05-01 06:00
2024-05-01 07:00
2024-05-01 08:00
2024-05-01 09:00
2024-05-01 10:00
2024-05-01 11:00
2024-05-01 12:00
2024-05-01 13:00
2024-05-01 14:00
2024-05-01 15:00
2024-05-01 16:00
2024-05-01 17:00
2024-05-01 18:00
2024-05-01 19:00
2024-05-01 20:00
2024-05-01 21:00
2024-05-01 22:00
2024-05-01 23:00
2024-05-02
2024-05-02 01:00
2024-05-02 02:00
2024-05-02 03:00
2024-05-02 04:00
2024-05-02 05:00
2024-05-02 06:00
2024-05-02 07:00
2024-05-02 08:00
2024-05-02 09:00
2024-05-02 10:00
2024-05-02 11:00
2024-05-02 12:00
2024-05-02 13:00
2024-05-02 14:00
2024-05-02 15:00
2024-05-02 16:00
2024-05-02 17:00
2024-05-02 18:00
2024-05-02 19:00
2024-05-02 20:00
2024-05-02 21:00
2024-05-02 22:00
2024-05-02 23:00
2024-05-03
2024-05-03 01:00
2024-05-03 02:00
2024-05-03 03:00
2024-05-03 04:00
2024-05-03 05:00
2024-05-03 06:00
2024-05-03 07:00
2024-05-03 08:00
2024-05-03 09:00
2024-05-03 10:00
2024-05-03 11:00
2024-05-03 12:00
2024-05-03 13:00
2024-05-03 14:00
2024-05-03 15:00
2024-05-03 16:00
2024-05-03 17:00
2024-05-03 18:00
2024-05-03 19:00
2024-05-03 20:00
2024-05-03 21:00
2024-05-03 22:00
2024-05-03 23:00
2024-05-04
2024-05-04 01:00
2024-05-04 02:00
2024-05-04 03:00
2024-05-04 04:00
2024-05-04 05:00
2024-05-04 06:00
2024-05-04 07:00
2024-05-04 08:00
2024-05-04 09:00
2024-05-04 10:00
2024-05-04 11:00
2024-05-04 12:00
2024-05-04 13:00
2024-05-04 14:00
2024-05-04 15:00
2024-05-04 16:00
2024-05-04 17:00
2024-05-04 18:00
2024-05-04 19:00
2024-05-04 20:00
2024-05-04 21:00
2024-05-04 22:00
2024-05-04 23:00
2024-05-05
2024-05-05 01:00
2024-05-05 02:00
2024-05-05 03:00
2024-05-05 04:00
2024-05-05 05:00
2024-05-05 06:00
2024-05-05 07:00
2024-05-05 08:00
2024-05-05 09:00
2024-05-05 10:00
2024-05-05 11:00
2024-05-05 12:00
2024-05-05 13:00
2024-05-05 14:00
2024-05-05 15:00
2024-05-05 16:00
2024-05-05 17:00
2024-05-05 18:00
2024-05-05 19:00
2024-05-05 20:00
2024-05-05 21:00
2024-05-05 22:00
2024-05-05 23:00
2024-05-06
2024-05-06 01:00
2024-05-06 02:00
2024-05-06 03:00
2024-05-06 04:00
2024-05-06 05:00
2024-05-06 06:00
2024-05-06 07:00
2024-05-06 08:00
2024-05-06 09:00
2024-05-06 10:00
2024-05-06 11:00
2024-05-06 12:00
2024-05-06 13:00
2024-05-06 14:00
2024-05-06 15:00
2024-05-06 16:00
2024-05-06 17:00
2024-05-06 18:00
2024-05-06 19:00
2024-05-06 20:00
2024-05-06 21:00
2024-05-06 22:00
2024-05-06 23:00
2024-05-07
2024-05-07 01:00
2024-05-07 02:00
2024-05-07 03:00
2024-05-07 04:00
2024-05-07 05:00
2024-05-07 06:00
2024-05-07 07:00
2024-05-07 08:00
2024-05-07 09:00
2024-05-07 10:00
2024-05-07 11:00
2024-05-07 12:00
2024-05-07 13:00
2024-05-07 14:00
2024-05-07 15:00
2024-05-07 16:00
2024-05-07 17:00
2024-05-07 18:00
2024-05-07 19:00
2024-05-07 20:00
2024-05-07 21:00
2024-05-07 22:00
2024-05-07 23:00
2024-05-08
2024-05-08 01:00
2024-05-08 02:00
2024-05-08 03:00
2024-05-08 04:00
2024-05-08 05:00
2024-05-08 06:00
2024-05-08 07:00
2024-05-08 08:00
2024-05-08 09:00
2024-05-08 10:00
2024-05-08 11:00
2024-05-08 12:00
2024-05-08 13:00
2024-05-08 14:00
2024-05-08 15:00
2024-05-08 16:00
2024-05-08 17:00
2024-05-08 18:00
2024-05-08 19:00
2024-05-08 20:00
2024-05-08 21:00
2024-05-08 22:00
2024-05-08 23:00
2024-05-09
2024-05-09 01:00
2024-05-09 02:00
2024-05-09 03:00
2024-05-09 04:00
2024-05-09 05:00
2024-05-09 06:00
2024-05-09 07:00
2024-05-09 08:00
2024-05-09 09:00
2024-05-09 10:00
2024-05-09 11:00
2024-05-09 12:00
2024-05-09 13:00
2024-05-09 14:00
2024-05-09 15:00
2024-05-09 16:00
2024-05-09 17:00
2024-05-09 18:00
2024-05-09 19:00
2024-05-09 20:00
2024-05-09 21:00
2024-05-09 22:00
2024-05-09 23:00
2024-05-10
2024-05-10 01:00
2024-05-10 02:00
2024-05-10 03:00
2024-05-10 04:00
2024-05-10 05:00
2024-05-10 06:00
2024-05-10 07:00
2024-05-10 08:00
2024-05-10 09:00
2024-05-10 10:00
2024-05-10 11:00
2024-05-10 12:00
2024-05-10 13:00
2024-05-10 14:00
2024-05-10 15:00
2024-05-10 16:00
2024-05-10 17:00
2024-05-10 18:00
2024-05-10 19:00
2024-05-10 20:00
2024-05-10 21:00
2024-05-10 22:00
2024-05-10 23:00
2024-05-11
2024-05-11 01:00
2024-05-11 02:00
2024-05-11 03:00
2024-05-11 04:00
2024-05-11 05:00
2024-05-11 06:00
2024-05-11 07:00
2024-05-11 08:00
2024-05-11 09:00
2024-05-11 10:00
2024-05-11 11:00
2024-05-11 12:00
2024-05-11 13:00
2024-05-11 14:00
2024-05-11 15:00
2024-05-11 16:00
2024-05-11 17:00
2024-05-11 18:00
2024-05-11 19:00
2024-05-11 20:00
2024-05-11 21:00
2024-05-11 22:00
2024-05-11 23:00
2024-05-12
2024-05-12 01:00
2024-05-12 02:00
2024-05-12 03:00
2024-05-12 04:00
2024-05-12 05:00
2024-05-12 06:00
2024-05-12 07:00
2024-05-12 08:00
2024-05-12 09:00
2024-05-12 10:00
2024-05-12 11:00
2024-05-12 12:00
2024-05-12 13:00
2024-05-12 14:00
2024-05-12 15:00
2024-05-12 16:00
2024-05-12 17:00
2024-05-12 18:00
2024-05-12 19:00
2024-05-12 20:00
2024-05-12 21:00
2024-05-12 22:00
2024-05-12 23:00
2024-05-13
2024-05-13 01:00
2024-05-13 02:00
2024-05-13 03:00
2024-05-13 04:00
2024-05-13 05:00
2024-05-13 06:00
2024-05-13 07:00
2024-05-13 08:00
2024-05-13 09:00
2024-05-13 10:00
2024-05-13 11:00
2024-05-13 12:00
2024-05-13 13:00
2024-05-13 14:00
2024-05-13 15:00
2024-05-13 16:00
2024-05-13 17:00
2024-05-13 18:00
2024-05-13 19:00
2024-05-13 20:00
2024-05-13 21:00
2024-05-13 22:00
2024-05-13 23:00
2024-05-14
2024-05-14 01:00
2024-05-14 02:00
2024-05-14 03:00
2024-05-14 04:00
2024-05-14 05:00
2024-05-14 06:00
2024-05-14 07:00
2024-05-14 08:00
2024-05-14 09:00
2024-05-14 10:00
2024-05-14 11:00
2024-05-14 12:00
2024-05-14 13:00
2024-05-14 14:00
2024-05-14 15:00
2024-05-14 16:00
2024-05-14 17:00
2024-05-14 18:00
2024-05-14 19:00
2024-05-14 20:00
2024-05-14 21:00
2024-05-14 22:00
2024-05-14 23:00
2024-05-15
2024-05-15 01:00
2024-05-15 02:00
2024-05-15 03:00
2024-05-15 04:00
2024-05-15 05:00
2024-05-15 06:00
2024-05-15 07:00
2024-05-15 08:00
2024-05-15 09:00
2024-05-15 10:00
2024-05-15 11:00
2024-05-15 12:00
2024-05-15 13:00
2024-05-15 14:00
2024-05-15 15:00
2024-05-15 16:00
2024-05-15 17:00
2024-05-15 18:00
2024-05-15 19:00
2024-05-15 20:00
2024-05-15 21:00
2024-05-15 22:00
2024-05-15 23:00
2024-05-16
2024-05-16 01:00
2024-05-16 02:00
2024-05-16 03:00
2024-05-16 04:00
2024-05-16 05:00
2024-05-16 06:00
2024-05-16 07:00
2024-05-16 08:00
2024-05-16 09:00
2024-05-16 10:00
2024-05-16 11:00
2024-05-16 12:00
2024-05-16 13:00
2024-05-16 14:00
2024-05-16 15:00
2024-05-16 16:00
2024-05-16 17:00
2024-05-16 18:00
2024-05-16 19:00
2024-05-16 20:00
2024-05-16 21:00
2024-05-16 22:00
2024-05-16 23:00
2024-05-17
2024-05-17 01:00
2024-05-17 02:00
2024-05-17 03:00
2024-05-17 04:00
2024-05-17 05:00
2024-05-17 06:00
2024-05-17 07:00
2024-05-17 08:00
2024-05-17 09:00
2024-05-17 10:00
2024-05-17 11:00
2024-05-17 12:00
2024-05-17 13:00
2024-05-17 14:00
2024-05-17 15:00
2024-05-17 16:00
2024-05-17 17:00
2024-05-17 18:00
2024-05-17 19:00
2024-05-17 20:00
2024-05-17 21:00
2024-05-17 22:00
2024-05-17 23:00
2024-05-18
2024-05-18 01:00
2024-05-18 02:00
2024-05-18 03:00
2024-05-18 04:00
2024-05-18 05:00
2024-05-18 06:00
2024-05-18 07:00
2024-05-18 08:00
2024-05-18 09:00
2024-05-18 10:00
2024-05-18 11:00
2024-05-18 12:00
2024-05-18 13:00
2024-05-18 14:00
2024-05-18 15:00
2024-05-18 16:00
2024-05-18 17:00
2024-05-18 18:00
2024-05-18 19:00
2024-05-18 20:00
2024-05-18 21:00
2024-05-18 22:00
2024-05-18 23:00
2024-05-19
2024-05-19 01:00
2024-05-19 02:00
2024-05-19 03:00
2024-05-19 04:00
2024-05-19 05:00
2024-05-19 06:00
2024-05-19 07:00
2024-05-19 08:00
2024-05-19 09:00
2024-05-19 10:00
2024-05-19 11:00
2024-05-19 12:00
2024-05-19 13:00
2024-05-19 14:00
2024-05-19 15:00
2024-05-19 16:00
2024-05-19 17:00
2024-05-19 18:00
2024-05-19 19:00
2024-05-19 20:00
2024-05-19 21:00
2024-05-19 22:00
2024-05-19 23:00
2024-05-20
2024-05-20 01:00
2024-05-20 02:00
2024-05-20 03:00
2024-05-20 04:00
2024-05-20 05:00
2024-05-20 06:00
2024-05-20 07:00
2024-05-20 08:00
2024-05-20 09:00
2024-05-20 10:00
2024-05-20 11:00
2024-05-20 12:00
2024-05-20 13:00
2024-05-20 14:00
2024-05-20 15:00
2024-05-20 16:00
2024-05-20 17:00
2024-05-20 18:00
2024-05-20 19:00
2024-05-20 20:00
2024-05-20 21:00
2024-05-20 22:00
2024-05-20 23:00
2024-05-21
2024-05-21 01:00
2024-05-21 02:00
2024-05-21 03:00
2024-05-21 04:00
2024-05-21 05:00
2024-05-21 06:00
2024-05-21 07:00
2024-05-21 08:00
2024-05-21 09:00
2024-05-21 10:00
2024-05-21 11:00
2024-05-21 12:00
2024-05-21 13:00
2024-05-21 14:00
2024-05-21 15:00
2024-05-21 16:00
2024-05-21 17:00
2024-05-21 18:00
2024-05-21 19:00
2024-05-21 20:00
2024-05-21 21:00
2024-05-21 22:00
2024-05-21 23:00
2024-05-22
2024-05-22 01:00
2024-05-22 02:00
2024-05-22 03:00
2024-05-22 04:00
2024-05-22 05:00
2024-05-22 06:00
2024-05-22 07:00
2024-05-22 08:00
2024-05-22 09:00
2024-05-22 10:00
2024-05-22 11:00
2024-05-22 12:00
2024-05-22 13:00
2024-05-22 14:00
2024-05-22 15:00
2024-05-22 16:00
2024-05-22 17:00
2024-05-22 18:00
2024-05-22 19:00
2024-05-22 20:00
2024-05-22 21:00
2024-05-22 22:00
2024-05-22 23:00
2024-05-23
2024-05-23 01:00
2024-05-23 02:00
2024-05-23 03:00
2024-05-23 04:00
2024-05-23 05:00
2024-05-23 06:00
2024-05-23 07:00
2024-05-23 08:00
2024-05-23 09:00
2024-05-23 10:00
2024-05-23 11:00
2024-05-23 12:00
2024-05-23 13:00
2024-05-23 14:00
2024-05-23 15:00
2024-05-23 16:00
2024-05-23 17:00
2024-05-23 18:00
2024-05-23 19:00
2024-05-23 20:00
2024-05-23 21:00
2024-05-23 22:00
2024-05-23 23:00
2024-05-24
2024-05-24 01:00
2024-05-24 02:00
2024-05-24 03:00
2024-05-24 04:00
2024-05-24 05:00
2024-05-24 06:00
2024-05-24 07:00
2024-05-24 08:00
2024-05-24 09:00
2024-05-24 10:00
2024-05-24 11:00
2024-05-24 12:00
2024-05-24 13:00
2024-05-24 14:00
2024-05-24 15:00
2024-05-24 16:00
2024-05-24 17:00
2024-05-24 18:00
2024-05-24 19:00
2024-05-24 20:00
2024-05-24 21:00
2024-05-24 22:00
2024-05-24 23:00
2024-05-25
2024-05-25 01:00
2024-05-25 02:00
2024-05-25 03:00
2024-05-25 04:00
2024-05-25 05:00
2024-05-25 06:00
2024-05-25 07:00
2024-05-25 08:00
2024-05-25 09:00
2024-05-25 10:00
2024-05-25 11:00
2024-05-25 12:00
2024-05-25 13:00
2024-05-25 14:00
2024-05-25 15:00
2024-05-25 16:00
2024-05-25 17:00
2024-05-25 18:00
2024-05-25 19:00
2024-05-25 20:00
2024-05-25 21:00
2024-05-25 22:00
2024-05-25 23:00
2024-05-26
2024-05-26 01:00
2024-05-26 02:00
2024-05-26 03:00
2024-05-26 04:00
2024-05-26 05:00
2024-05-26 06:00
2024-05-26 07:00
2024-05-26 08:00
2024-05-26 09:00
2024-05-26 10:00
2024-05-26 11:00
2024-05-26 12:00
2024-05-26 13:00
2024-05-26 14:00
2024-05-26 15:00
2024-05-26 16:00
2024-05-26 17:00
2024-05-26 18:00
2024-05-26 19:00
2024-05-26 20:00
2024-05-26 21:00
2024-05-26 22:00
2024-05-26 23:00
2024-05-27
2024-05-27 01:00
2024-05-27 02:00
2024-05-27 03:00
2024-05-27 04:00
2024-05-27 05:00
2024-05-27 06:00
2024-05-27 07:00
2024-05-27 08:00
2024-05-27 09:00
2024-05-27 10:00
2024-05-27 11:00
2024-05-27 12:00
2024-05-27 13:00
2024-05-27 14:00
2024-05-27 15:00
2024-05-27 16:00
2024-05-27 17:00
2024-05-27 18:00
2024-05-27 19:00
2024-05-27 20:00
2024-05-27 21:00
2024-05-27 22:00
2024-05-27 23:00
2024-05-28
2024-05-28 01:00
2024-05-28 02:00
2024-05-28 03:00
2024-05-28 04:00
2024-05-28 05:00
2024-05-28 06:00
2024-05-28 07:00
2024-05-28 08:00
2024-05-28 09:00
2024-05-28 10:00
2024-05-28 11:00
2024-05-28 12:00
2024-05-28 13:00
2024-05-28 14:00
2024-05-28 15:00
2024-05-28 16:00
2024-05-28 17:00
2024-05-28 18:00
2024-05-28 19:00
2024-05-28 20:00
2024-05-28 21:00
2024-05-28 22:00
2024-05-28 23:00
2024-05-29
2024-05-29 01:00
2024-05-29 02:00
2024-05-29 03:00
2024-05-29 04:00
2024-05-29 05:00
2024-05-29 06:00
2024-05-29 07:00
2024-05-29 08:00
2024-05-29 09:00
2024-05-29 10:00
2024-05-29 11:00
2024-05-29 12:00
2024-05-29 13:00
2024-05-29 14:00
2024-05-29 15:00
2024-05-29 16:00
2024-05-29 17:00
2024-05-29 18:00
2024-05-29 19:00
2024-05-29 20:00
2024-05-29 21:00
2024-05-29 22:00
2024-05-29 23:00
2024-05-30
2024-05-30 01:00
2024-05-30 02:00
2024-05-30 03:00
2024-05-30 04:00
2024-05-30 05:00
2024-05-30 06:00
2024-05-30 07:00
2024-05-30 08:00
2024-05-30 09:00
2024-05-30 10:00
2024-05-30 11:00
2024-05-30 12:00
2024-05-30 13:00
2024-05-30 14:00
2024-05-30 15:00
2024-05-30 16:00
2024-05-30 17:00
2024-05-30 18:00
2024-05-30 19:00
2024-05-30 20:00
2024-05-30 21:00
2024-05-30 22:00
2024-05-30 23:00
2024-05-31
2024-05-31 01:00
2024-05-31 02:00
2024-05-31 03:00
2024-05-31 04:00
2024-05-31 05:00
2024-05-31 06:00
2024-05-31 07:00
2024-05-31 08:00
2024-05-31 09:00
2024-05-31 10:00
2024-05-31 11:00
2024-05-31 12:00
2024-05-31 13:00
2024-05-31 14:00
2024-05-31 15:00
2024-05-31 16:00
2024-05-31 17:00
2024-05-31 18:00
2024-05-31 19:00
2024-05-31 20:00
2024-05-31 21:00
2024-05-31 22:00
2024-05-31 23:00
2024-06-01
2024-06-01 01:00
2024-06-01 02:00
2024-06-01 03:00
2024-06-01 04:00
2024-06-01 05:00
2024-06-01 06:00
2024-06-01 07:00
2024-06-01 08:00
2024-06-01 09:00
2024-06-01 10:00
2024-06-01 11:00
2024-06-01 12:00
2024-06-01 13:00
2024-06-01 14:00
2024-06-01 15:00
2024-06-01 16:00
2024-06-01 17:00
2024-06-01 18:00
2024-06-01 19:00
2024-06-01 20:00
2024-06-01 21:00
2024-06-01 22:00
2024-06-01 23:00
2024-06-02
2024-06-02 01:00
2024-06-02 02:00
2024-06-02 03:00
2024-06-02 04:00
2024-06-02 05:00
2024-06-02 06:00
2024-06-02 07:00
2024-06-02 08:00
2024-06-02 09:00
2024-06-02 10:00
2024-06-02 11:00
2024-06-02 12:00
2024-06-02 13:00
2024-06-02 14:00
2024-06-02 15:00
2024-06-02 16:00
2024-06-02 17:00
2024-06-02 18:00
2024-06-02 19:00
2024-06-02 20:00
2024-06-02 21:00
2024-06-02 22:00
2024-06-02 23:00
2024-06-03
2024-06-03 01:00
2024-06-03 02:00
2024-06-03 03:00
2024-06-03 04:00
2024-06-03 05:00
2024-06-03 06:00
2024-06-03 07:00
2024-06-03 08:00
2024-06-03 09:00
2024-06-03 10:00
2024-06-03 11:00
2024-06-03 12:00
2024-06-03 13:00
2024-06-03 14:00
2024-06-03 15:00
2024-06-03 16:00
2024-06-03 17:00
2024-06-03 18:00
2024-06-03 19:00
2024-06-03 20:00
2024-06-03 21:00
2024-06-03 22:00
2024-06-03 23:00
2024-06-04
2024-06-04 01:00
2024-06-04 02:00
2024-06-04 03:00
2024-06-04 04:00
2024-06-04 05:00
2024-06-04 06:00
2024-06-04 07:00
2024-06-04 08:00
2024-06-04 09:00
2024-06-04 10:00
2024-06-04 11:00
2024-06-04 12:00
2024-06-04 13:00
2024-06-04 14:00
2024-06-04 15:00
2024-06-04 16:00
2024-06-04 17:00
2024-06-04 18:00
2024-06-04 19:00
2024-06-04 20:00
2024-06-04 21:00
2024-06-04 22:00
2024-06-04 23:00
2024-06-05
2024-06-05 01:00
2024-06-05 02:00
2024-06-05 03:00
2024-06-05 04:00
2024-06-05 05:00
2024-06-05 06:00
2024-06-05 07:00
2024-06-05 08:00
2024-06-05 09:00
2024-06-05 10:00
2024-06-05 11:00
2024-06-05 12:00
2024-06-05 13:00
2024-06-05 14:00
2024-06-05 15:00
2024-06-05 16:00
2024-06-05 17:00
2024-06-05 18:00
2024-06-05 19:00
2024-06-05 20:00
2024-06-05 21:00
2024-06-05 22:00
2024-06-05 23:00
2024-06-06
2024-06-06 01:00
2024-06-06 02:00
2024-06-06 03:00
2024-06-06 04:00
2024-06-06 05:00
2024-06-06 06:00
2024-06-06 07:00
2024-06-06 08:00
2024-06-06 09:00
2024-06-06 10:00
2024-06-06 11:00
2024-06-06 12:00
2024-06-06 13:00
2024-06-06 14:00
2024-06-06 15:00
2024-06-06 16:00
2024-06-06 17:00
2024-06-06 18:00
2024-06-06 19:00
2024-06-06 20:00
2024-06-06 21:00
2024-06-06 22:00
2024-06-06 23:00
2024-06-07
2024-06-07 01:00
2024-06-07 02:00
2024-06-07 03:00
2024-06-07 04:00
2024-06-07 05:00
2024-06-07 06:00
2024-06-07 07:00
2024-06-07 08:00
2024-06-07 09:00
2024-06-07 10:00
2024-06-07 11:00
2024-06-07 12:00
2024-06-07 13:00
2024-06-07 14:00
2024-06-07 15:00
2024-06-07 16:00
2024-06-07 17:00
2024-06-07 18:00
2024-06-07 19:00
2024-06-07 20:00
2024-06-07 21:00
2024-06-07 22:00
2024-06-07 23:00
2024-06-08
2024-06-08 01:00
2024-06-08 02:00
2024-06-08 03:00
2024-06-08 04:00
2024-06-08 05:00
2024-06-08 06:00
2024-06-08 07:00
2024-06-08 08:00
2024-06-08 09:00
2024-06-08 10:00
2024-06-08 11:00
2024-06-08 12:00
2024-06-08 13:00
2024-06-08 14:00
2024-06-08 15:00
2024-06-08 16:00
2024-06-08 17:00
2024-06-08 18:00
2024-06-08 19:00
2024-06-08 20:00
2024-06-08 21:00
2024-06-08 22:00
2024-06-08 23:00
2024-06-09
2024-06-09 01:00
2024-06-09 02:00
2024-06-09 03:00
2024-06-09 04:00
2024-06-09 05:00
2024-06-09 06:00
2024-06-09 07:00
2024-06-09 08:00
2024-06-09 09:00
2024-06-09 10:00
2024-06-09 11:00
2024-06-09 12:00
2024-06-09 13:00
2024-06-09 14:00
2024-06-09 15:00
2024-06-09 16:00
2024-06-09 17:00
2024-06-09 18:00
2024-06-09 19:00
2024-06-09 20:00
2024-06-09 21:00
2024-06-09 22:00
2024-06-09 23:00
2024-06-10
2024-06-10 01:00
2024-06-10 02:00
2024-06-10 03:00
2024-06-10 04:00
2024-06-10 05:00
2024-06-10 06:00
2024-06-10 07:00
2024-06-10 08:00
2024-06-10 09:00
2024-06-10 10:00
2024-06-10 11:00
2024-06-10 12:00
2024-06-10 13:00
2024-06-10 14:00
2024-06-10 15:00
2024-06-10 16:00
2024-06-10 17:00
2024-06-10 18:00
2024-06-10 19:00
2024-06-10 20:00
2024-06-10 21:00
2024-06-10 22:00
2024-06-10 23:00
2024-06-11
2024-06-11 01:00
2024-06-11 02:00
2024-06-11 03:00
2024-06-11 04:00
2024-06-11 05:00
2024-06-11 06:00
2024-06-11 07:00
2024-06-11 08:00
2024-06-11 09:00
2024-06-11 10:00
2024-06-11 11:00
2024-06-11 12:00
2024-06-11 13:00
2024-06-11 14:00
2024-06-11 15:00
2024-06-11 16:00
2024-06-11 17:00
2024-06-11 18:00
2024-06-11 19:00
2024-06-11 20:00
2024-06-11 21:00
2024-06-11 22:00
2024-06-11 23:00
2024-06-12
2024-06-12 01:00
2024-06-12 02:00
2024-06-12 03:00
2024-06-12 04:00
2024-06-12 05:00
2024-06-12 06:00
2024-06-12 07:00
2024-06-12 08:00
2024-06-12 09:00
2024-06-12 10:00
2024-06-12 11:00
2024-06-12 12:00
2024-06-12 13:00
2024-06-12 14:00
2024-06-12 15:00
2024-06-12 16:00
2024-06-12 17:00
2024-06-12 18:00
2024-06-12 19:00
2024-06-12 20:00
2024-06-12 21:00
2024-06-12 22:00
2024-06-12 23:00
2024-06-13
2024-06-13 01:00
2024-06-13 02:00
2024-06-13 03:00
2024-06-13 04:00
2024-06-13 05:00
2024-06-13 06:00
2024-06-13 07:00
2024-06-13 08:00
2024-06-13 09:00
2024-06-13 10:00
2024-06-13 11:00
2024-06-13 12:00
2024-06-13 13:00
2024-06-13 14:00
2024-06-13 15:00
2024-06-13 16:00
2024-06-13 17:00
2024-06-13 18:00
2024-06-13 19:00
2024-06-13 20:00
2024-06-13 21:00
2024-06-13 22:00
2024-06-13 23:00
2024-06-14
2024-06-14 01:00
2024-06-14 02:00
2024-06-14 03:00
2024-06-14 04:00
2024-06-14 05:00
2024-06-14 06:00
2024-06-14 07:00
2024-06-14 08:00
2024-06-14 09:00
2024-06-14 10:00
2024-06-14 11:00
2024-06-14 12:00
2024-06-14 13:00
2024-06-14 14:00
2024-06-14 15:00
2024-06-14 16:00
2024-06-14 17:00
2024-06-14 18:00
2024-06-14 19:00
2024-06-14 20:00
2024-06-14 21:00
2024-06-14 22:00
2024-06-14 23:00
2024-06-15
2024-06-15 01:00
2024-06-15 02:00
2024-06-15 03:00
2024-06-15 04:00
2024-06-15 05:00
2024-06-15 06:00
2024-06-15 07:00
2024-06-15 08:00
2024-06-15 09:00
2024-06-15 10:00
2024-06-15 11:00
2024-06-15 12:00
2024-06-15 13:00
2024-06-15 14:00
2024-06-15 15:00
2024-06-15 16:00
2024-06-15 17:00
2024-06-15 18:00
2024-06-15 19:00
2024-06-15 20:00
2024-06-15 21:00
2024-06-15 22:00
2024-06-15 23:00
2024-06-16
2024-06-16 01:00
2024-06-16 02:00
2024-06-16 03:00
2024-06-16 04:00
2024-06-16 05:00
2024-06-16 06:00
2024-06-16 07:00
2024-06-16 08:00
2024-06-16 09:00
2024-06-16 10:00
2024-06-16 11:00
2024-06-16 12:00
2024-06-16 13:00
2024-06-16 14:00
2024-06-16 15:00
2024-06-16 16:00
2024-06-16 17:00
2024-06-16 18:00
2024-06-16 19:00
2024-06-16 20:00
2024-06-16 21:00
2024-06-16 22:00
2024-06-16 23:00
2024-06-17
2024-06-17 01:00
2024-06-17 02:00
2024-06-17 03:00
2024-06-17 04:00
2024-06-17 05:00
2024-06-17 06:00
2024-06-17 07:00
2024-06-17 08:00
2024-06-17 09:00
2024-06-17 10:00
2024-06-17 11:00
2024-06-17 12:00
2024-06-17 13:00
2024-06-17 14:00
2024-06-17 15:00
2024-06-17 16:00
2024-06-17 17:00
2024-06-17 18:00
2024-06-17 19:00
2024-06-17 20:00
2024-06-17 21:00
2024-06-17 22:00
2024-06-17 23:00
2024-06-18
2024-06-18 01:00
2024-06-18 02:00
2024-06-18 03:00
2024-06-18 04:00
2024-06-18 05:00
2024-06-18 06:00
2024-06-18 07:00
2024-06-18 08:00
2024-06-18 09:00
2024-06-18 10:00
2024-06-18 11:00
2024-06-18 12:00
2024-06-18 13:00
2024-06-18 14:00
2024-06-18 15:00
2024-06-18 16:00
2024-06-18 17:00
2024-06-18 18:00
2024-06-18 19:00
2024-06-18 20:00
2024-06-18 21:00
2024-06-18 22:00
2024-06-18 23:00
2024-06-19
2024-06-19 01:00
2024-06-19 02:00
2024-06-19 03:00
2024-06-19 04:00
2024-06-19 05:00
2024-06-19 06:00
2024-06-19 07:00
2024-06-19 08:00
2024-06-19 09:00
2024-06-19 10:00
2024-06-19 11:00
2024-06-19 12:00
2024-06-19 13:00
2024-06-19 14:00
2024-06-19 15:00
2024-06-19 16:00
2024-06-19 17:00
2024-06-19 18:00
2024-06-19 19:00
2024-06-19 20:00
2024-06-19 21:00
2024-06-19 22:00
2024-06-19 23:00
2024-06-20
2024-06-20 01:00
2024-06-20 02:00
2024-06-20 03:00
2024-06-20 04:00
2024-06-20 05:00
2024-06-20 06:00
2024-06-20 07:00
2024-06-20 08:00
2024-06-20 09:00
2024-06-20 10:00
2024-06-20 11:00
2024-06-20 12:00
2024-06-20 13:00
2024-06-20 14:00
2024-06-20 15:00
2024-06-20 16:00
2024-06-20 17:00
2024-06-20 18:00
2024-06-20 19:00
2024-06-20 20:00
2024-06-20 21:00
2024-06-20 22:00
2024-06-20 23:00
2024-06-21
2024-06-21 01:00
2024-06-21 02:00
2024-06-21 03:00
2024-06-21 04:00
2024-06-21 05:00
2024-06-21 06:00
2024-06-21 07:00
2024-06-21 08:00
2024-06-21 09:00
2024-06-21 10:00
2024-06-21 11:00
2024-06-21 12:00
2024-06-21 13:00
2024-06-21 14:00
2024-06-21 15:00
2024-06-21 16:00
2024-06-21 17:00
2024-06-21 18:00
2024-06-21 19:00
2024-06-21 20:00
2024-06-21 21:00
2024-06-21 22:00
2024-06-21 23:00
2024-06-22
2024-06-22 01:00
2024-06-22 02:00
2024-06-22 03:00
2024-06-22 04:00
2024-06-22 05:00
2024-06-22 06:00
2024-06-22 07:00
2024-06-22 08:00
2024-06-22 09:00
2024-06-22 10:00
2024-06-22 11:00
2024-06-22 12:00
2024-06-22 13:00
2024-06-22 14:00
2024-06-22 15:00
2024-06-22 16:00
2024-06-22 17:00
2024-06-22 18:00
2024-06-22 19:00
2024-06-22 20:00
2024-06-22 21:00
2024-06-22 22:00
2024-06-22 23:00
2024-06-23
2024-06-23 01:00
2024-06-23 02:00
2024-06-23 03:00
2024-06-23 04:00
2024-06-23 05:00
2024-06-23 06:00
2024-06-23 07:00
2024-06-23 08:00
2024-06-23 09:00
2024-06-23 10:00
2024-06-23 11:00
2024-06-23 12:00
2024-06-23 13:00
2024-06-23 14:00
2024-06-23 15:00
2024-06-23 16:00
2024-06-23 17:00
2024-06-23 18:00
2024-06-23 19:00
2024-06-23 20:00
2024-06-23 21:00
2024-06-23 22:00
2024-06-23 23:00
2024-06-24
2024-06-24 01:00
2024-06-24 02:00
2024-06-24 03:00
2024-06-24 04:00
2024-06-24 05:00
2024-06-24 06:00
2024-06-24 07:00
2024-06-24 08:00
2024-06-24 09:00
2024-06-24 10:00
2024-06-24 11:00
2024-06-24 12:00
2024-06-24 13:00
2024-06-24 14:00
2024-06-24 15:00
2024-06-24 16:00
2024-06-24 17:00
2024-06-24 18:00
2024-06-24 19:00
2024-06-24 20:00
2024-06-24 21:00
2024-06-24 22:00
2024-06-24 23:00
2024-06-25
2024-06-25 01:00
2024-06-25 02:00
2024-06-25 03:00
2024-06-25 04:00
2024-06-25 05:00
2024-06-25 06:00
2024-06-25 07:00
2024-06-25 08:00
2024-06-25 09:00
2024-06-25 10:00
2024-06-25 11:00
2024-06-25 12:00
2024-06-25 13:00
2024-06-25 14:00
2024-06-25 15:00
2024-06-25 16:00
2024-06-25 17:00
2024-06-25 18:00
2024-06-25 19:00
2024-06-25 20:00
2024-06-25 21:00
2024-06-25 22:00
2024-06-25 23:00
2024-06-26
2024-06-26 01:00
2024-06-26 02:00
2024-06-26 03:00
2024-06-26 04:00
2024-06-26 05:00
2024-06-26 06:00
2024-06-26 07:00
2024-06-26 08:00
2024-06-26 09:00
2024-06-26 10:00
2024-06-26 11:00
2024-06-26 12:00
2024-06-26 13:00
2024-06-26 14:00
2024-06-26 15:00
2024-06-26 16:00
2024-06-26 17:00
2024-06-26 18:00
2024-06-26 19:00
2024-06-26 20:00
2024-06-26 21:00
2024-06-26 22:00
2024-06-26 23:00
2024-06-27
2024-06-27 01:00
2024-06-27 02:00
2024-06-27 03:00
2024-06-27 04:00
2024-06-27 05:00
2024-06-27 06:00
2024-06-27 07:00
2024-06-27 08:00
2024-06-27 09:00
2024-06-27 10:00
2024-06-27 11:00
2024-06-27 12:00
2024-06-27 13:00
2024-06-27 14:00
2024-06-27 15:00
2024-06-27 16:00
2024-06-27 17:00
2024-06-27 18:00
2024-06-27 19:00
2024-06-27 20:00
2024-06-27 21:00
2024-06-27 22:00
2024-06-27 23:00
2024-06-28
2024-06-28 01:00
2024-06-28 02:00
2024-06-28 03:00
2024-06-28 04:00
2024-06-28 05:00
2024-06-28 06:00
2024-06-28 07:00
2024-06-28 08:00
2024-06-28 09:00
2024-06-28 10:00
2024-06-28 11:00
2024-06-28 12:00
2024-06-28 13:00
2024-06-28 14:00
2024-06-28 15:00
2024-06-28 16:00
2024-06-28 17:00
2024-06-28 18:00
2024-06-28 19:00
2024-06-28 20:00
2024-06-28 21:00
2024-06-28 22:00
2024-06-28 23:00
2024-06-29
2024-06-29 01:00
2024-06-29 02:00
2024-06-29 03:00
2024-06-29 04:00
2024-06-29 05:00
2024-06-29 06:00
2024-06-29 07:00
2024-06-29 08:00
2024-06-29 09:00
2024-06-29 10:00
2024-06-29 11:00
2024-06-29 12:00
2024-06-29 13:00
2024-06-29 14:00
2024-06-29 15:00
2024-06-29 16:00
2024-06-29 17:00
2024-06-29 18:00
2024-06-29 19:00
2024-06-29 20:00
2024-06-29 21:00
2024-06-29 22:00
2024-06-29 23:00
2024-06-30
2024-06-30 01:00
2024-06-30 02:00
2024-06-30 03:00
2024-06-30 04:00
2024-06-30 05:00
2024-06-30 06:00
2024-06-30 07:00
2024-06-30 08:00
2024-06-30 09:00
2024-06-30 10:00
2024-06-30 11:00
2024-06-30 12:00
2024-06-30 13:00
2024-06-30 14:00
2024-06-30 15:00
2024-06-30 16:00
2024-06-30 17:00
2024-06-30 18:00
2024-06-30 19:00
2024-06-30 20:00
2024-06-30 21:00
2024-06-30 22:00
2024-06-30 23:00
2024-07-01
2024-07-01 01:00
2024-07-01 02:00
2024-07-01 03:00
2024-07-01 04:00
2024-07-01 05:00
2024-07-01 06:00
2024-07-01 07:00
2024-07-01 08:00
2024-07-01 09:00
2024-07-01 10:00
2024-07-01 11:00
2024-07-01 12:00
2024-07-01 13:00
2024-07-01 14:00
2024-07-01 15:00
2024-07-01 16:00
2024-07-01 17:00
2024-07-01 18:00
2024-07-01 19:00
2024-07-01 20:00
2024-07-01 21:00
2024-07-01 22:00
2024-07-01 23:00
2024-07-02
2024-07-02 01:00
2024-07-02 02:00
2024-07-02 03:00
2024-07-02 04:00
2024-07-02 05:00
2024-07-02 06:00
2024-07-02 07:00
2024-07-02 08:00
2024-07-02 09:00
2024-07-02 10:00
2024-07-02 11:00
2024-07-02 12:00
2024-07-02 13:00
2024-07-02 14:00
2024-07-02 15:00
2024-07-02 16:00
2024-07-02 17:00
2024-07-02 18:00
2024-07-02 19:00
2024-07-02 20:00
2024-07-02 21:00
2024-07-02 22:00
2024-07-02 23:00
2024-07-03
2024-07-03 01:00
2024-07-03 02:00
2024-07-03 03:00
2024-07-03 04:00
2024-07-03 05:00
2024-07-03 06:00
2024-07-03 07:00
2024-07-03 08:00
2024-07-03 09:00
2024-07-03 10:00
2024-07-03 11:00
2024-07-03 12:00
2024-07-03 13:00
2024-07-03 14:00
2024-07-03 15:00
2024-07-03 16:00
2024-07-03 17:00
2024-07-03 18:00
2024-07-03 19:00
2024-07-03 20:00
2024-07-03 21:00
2024-07-03 22:00
2024-07-03 23:00
2024-07-04
2024-07-04 01:00
2024-07-04 02:00
2024-07-04 03:00
2024-07-04 04:00
2024-07-04 05:00
2024-07-04 06:00
2024-07-04 07:00
2024-07-04 08:00
2024-07-04 09:00
2024-07-04 10:00
2024-07-04 11:00
2024-07-04 12:00
2024-07-04 13:00
2024-07-04 14:00
2024-07-04 15:00
2024-07-04 16:00
2024-07-04 17:00
2024-07-04 18:00
2024-07-04 19:00
2024-07-04 20:00
2024-07-04 21:00
2024-07-04 22:00
2024-07-04 23:00
2024-07-05
2024-07-05 01:00
2024-07-05 02:00
2024-07-05 03:00
2024-07-05 04:00
2024-07-05 05:00
2024-07-05 06:00
2024-07-05 07:00
2024-07-05 08:00
2024-07-05 09:00
2024-07-05 10:00
2024-07-05 11:00
2024-07-05 12:00
2024-07-05 13:00
2024-07-05 14:00
2024-07-05 15:00
2024-07-05 16:00
2024-07-05 17:00
2024-07-05 18:00
2024-07-05 19:00
2024-07-05 20:00
2024-07-05 21:00
2024-07-05 22:00
2024-07-05 23:00
2024-07-06
2024-07-06 01:00
2024-07-06 02:00
2024-07-06 03:00
2024-07-06 04:00
2024-07-06 05:00
2024-07-06 06:00
2024-07-06 07:00
2024-07-06 08:00
2024-07-06 09:00
2024-07-06 10:00
2024-07-06 11:00
2024-07-06 12:00
2024-07-06 13:00
2024-07-06 14:00
2024-07-06 15:00
2024-07-06 16:00
2024-07-06 17:00
2024-07-06 18:00
2024-07-06 19:00
2024-07-06 20:00
2024-07-06 21:00
2024-07-06 22:00
2024-07-06 23:00
2024-07-07
2024-07-07 01:00
2024-07-07 02:00
2024-07-07 03:00
2024-07-07 04:00
2024-07-07 05:00
2024-07-07 06:00
2024-07-07 07:00
2024-07-07 08:00
2024-07-07 09:00
2024-07-07 10:00
2024-07-07 11:00
2024-07-07 12:00
2024-07-07 13:00
2024-07-07 14:00
2024-07-07 15:00
2024-07-07 16:00
2024-07-07 17:00
2024-07-07 18:00
2024-07-07 19:00
2024-07-07 20:00
2024-07-07 21:00
2024-07-07 22:00
2024-07-07 23:00
2024-07-08
2024-07-08 01:00
2024-07-08 02:00
2024-07-08 03:00
2024-07-08 04:00
2024-07-08 05:00
2024-07-08 06:00
2024-07-08 07:00
2024-07-08 08:00
2024-07-08 09:00
2024-07-08 10:00
2024-07-08 11:00
2024-07-08 12:00
2024-07-08 13:00
2024-07-08 14:00
2024-07-08 15:00
2024-07-08 16:00
2024-07-08 17:00
2024-07-08 18:00
2024-07-08 19:00
2024-07-08 20:00
2024-07-08 21:00
2024-07-08 22:00
2024-07-08 23:00
2024-07-09
2024-07-09 01:00
2024-07-09 02:00
2024-07-09 03:00
2024-07-09 04:00
2024-07-09 05:00
2024-07-09 06:00
2024-07-09 07:00
2024-07-09 08:00
2024-07-09 09:00
2024-07-09 10:00
2024-07-09 11:00
2024-07-09 12:00
2024-07-09 13:00
2024-07-09 14:00
2024-07-09 15:00
2024-07-09 16:00
2024-07-09 17:00
2024-07-09 18:00
2024-07-09 19:00
2024-07-09 20:00
2024-07-09 21:00
2024-07-09 22:00
2024-07-09 23:00
2024-07-10
2024-07-10 01:00
2024-07-10 02:00
2024-07-10 03:00
2024-07-10 04:00
2024-07-10 05:00
2024-07-10 06:00
2024-07-10 07:00
2024-07-10 08:00
2024-07-10 09:00
2024-07-10 10:00
2024-07-10 11:00
2024-07-10 12:00
2024-07-10 13:00
2024-07-10 14:00
2024-07-10 15:00
2024-07-10 16:00
2024-07-10 17:00
2024-07-10 18:00
2024-07-10 19:00
2024-07-10 20:00
2024-07-10 21:00
2024-07-10 22:00
2024-07-10 23:00
2024-07-11
2024-07-11 01:00
2024-07-11 02:00
2024-07-11 03:00
2024-07-11 04:00
2024-07-11 05:00
2024-07-11 06:00
2024-07-11 07:00
2024-07-11 08:00
2024-07-11 09:00
2024-07-11 10:00
2024-07-11 11:00
2024-07-11 12:00
2024-07-11 13:00
2024-07-11 14:00
2024-07-11 15:00
2024-07-11 16:00
2024-07-11 17:00
2024-07-11 18:00
2024-07-11 19:00
2024-07-11 20:00
2024-07-11 21:00
2024-07-11 22:00
2024-07-11 23:00
2024-07-12
2024-07-12 01:00
2024-07-12 02:00
2024-07-12 03:00
2024-07-12 04:00
2024-07-12 05:00
2024-07-12 06:00
2024-07-12 07:00
2024-07-12 08:00
2024-07-12 09:00
2024-07-12 10:00
2024-07-12 11:00
2024-07-12 12:00
2024-07-12 13:00
2024-07-12 14:00
2024-07-12 15:00
2024-07-12 16:00
2024-07-12 17:00
2024-07-12 18:00
2024-07-12 19:00
2024-07-12 20:00
2024-07-12 21:00
2024-07-12 22:00
2024-07-12 23:00
2024-07-13
2024-07-13 01:00
2024-07-13 02:00
2024-07-13 03:00
2024-07-13 04:00
2024-07-13 05:00
2024-07-13 06:00
2024-07-13 07:00
2024-07-13 08:00
2024-07-13 09:00
2024-07-13 10:00
2024-07-13 11:00
2024-07-13 12:00
2024-07-13 13:00
2024-07-13 14:00
2024-07-13 15:00
2024-07-13 16:00
2024-07-13 17:00
2024-07-13 18:00
2024-07-13 19:00
2024-07-13 20:00
2024-07-13 21:00
2024-07-13 22:00
2024-07-13 23:00
2024-07-14
2024-07-14 01:00
2024-07-14 02:00
2024-07-14 03:00
2024-07-14 04:00
2024-07-14 05:00
2024-07-14 06:00
2024-07-14 07:00
2024-07-14 08:00
2024-07-14 09:00
2024-07-14 10:00
2024-07-14 11:00
2024-07-14 12:00
2024-07-14 13:00
2024-07-14 14:00
2024-07-14 15:00
2024-07-14 16:00
2024-07-14 17:00
2024-07-14 18:00
2024-07-14 19:00
2024-07-14 20:00
2024-07-14 21:00
2024-07-14 22:00
2024-07-14 23:00
2024-07-15
2024-07-15 01:00
2024-07-15 02:00
2024-07-15 03:00
2024-07-15 04:00
2024-07-15 05:00
2024-07-15 06:00
2024-07-15 07:00
2024-07-15 08:00
2024-07-15 09:00
2024-07-15 10:00
2024-07-15 11:00
2024-07-15 12:00
2024-07-15 13:00
2024-07-15 14:00
2024-07-15 15:00
2024-07-15 16:00
2024-07-15 17:00
2024-07-15 18:00
2024-07-15 19:00
2024-07-15 20:00
2024-07-15 21:00
2024-07-15 22:00
2024-07-15 23:00
2024-07-16
2024-07-16 01:00
2024-07-16 02:00
2024-07-16 03:00
2024-07-16 04:00
2024-07-16 05:00
2024-07-16 06:00
2024-07-16 07:00
2024-07-16 08:00
2024-07-16 09:00
2024-07-16 10:00
2024-07-16 11:00
2024-07-16 12:00
2024-07-16 13:00
2024-07-16 14:00
2024-07-16 15:00
2024-07-16 16:00
2024-07-16 17:00
2024-07-16 18:00
2024-07-16 19:00
2024-07-16 20:00
2024-07-16 21:00
2024-07-16 22:00
2024-07-16 23:00
2024-07-17
2024-07-17 01:00
2024-07-17 02:00
2024-07-17 03:00
2024-07-17 04:00
2024-07-17 05:00
2024-07-17 06:00
2024-07-17 07:00
2024-07-17 08:00
2024-07-17 09:00
2024-07-17 10:00
2024-07-17 11:00
2024-07-17 12:00
2024-07-17 13:00
2024-07-17 14:00
2024-07-17 15:00
2024-07-17 16:00
2024-07-17 17:00
2024-07-17 18:00
2024-07-17 19:00
2024-07-17 20:00
2024-07-17 21:00
2024-07-17 22:00
2024-07-17 23:00
2024-07-18
2024-07-18 01:00
2024-07-18 02:00
2024-07-18 03:00
2024-07-18 04:00
2024-07-18 05:00
2024-07-18 06:00
2024-07-18 07:00
2024-07-18 08:00
2024-07-18 09:00
2024-07-18 10:00
2024-07-18 11:00
2024-07-18 12:00
2024-07-18 13:00
2024-07-18 14:00
2024-07-18 15:00
2024-07-18 16:00
2024-07-18 17:00
2024-07-18 18:00
2024-07-18 19:00
2024-07-18 20:00
2024-07-18 21:00
2024-07-18 22:00
2024-07-18 23:00
2024-07-19
2024-07-19 01:00
2024-07-19 02:00
2024-07-19 03:00
2024-07-19 04:00
2024-07-19 05:00
2024-07-19 06:00
2024-07-19 07:00
2024-07-19 08:00
2024-07-19 09:00
2024-07-19 10:00
2024-07-19 11:00
2024-07-19 12:00
2024-07-19 13:00
2024-07-19 14:00
2024-07-19 15:00
2024-07-19 16:00
2024-07-19 17:00
2024-07-19 18:00
2024-07-19 19:00
2024-07-19 20:00
2024-07-19 21:00
2024-07-19 22:00
2024-07-19 23:00
2024-07-20
2024-07-20 01:00
2024-07-20 02:00
2024-07-20 03:00
2024-07-20 04:00
2024-07-20 05:00
2024-07-20 06:00
2024-07-20 07:00
2024-07-20 08:00
2024-07-20 09:00
2024-07-20 10:00
2024-07-20 11:00
2024-07-20 12:00
2024-07-20 13:00
2024-07-20 14:00
2024-07-20 15:00
2024-07-20 16:00
2024-07-20 17:00
2024-07-20 18:00
2024-07-20 19:00
2024-07-20 20:00
2024-07-20 21:00
2024-07-20 22:00
2024-07-20 23:00
2024-07-21
2024-07-21 01:00
2024-07-21 02:00
2024-07-21 03:00
2024-07-21 04:00
2024-07-21 05:00
2024-07-21 06:00
2024-07-21 07:00
2024-07-21 08:00
2024-07-21 09:00
2024-07-21 10:00
2024-07-21 11:00
2024-07-21 12:00
2024-07-21 13:00
2024-07-21 14:00
2024-07-21 15:00
2024-07-21 16:00
2024-07-21 17:00
2024-07-21 18:00
2024-07-21 19:00
2024-07-21 20:00
2024-07-21 21:00
2024-07-21 22:00
2024-07-21 23:00
2024-07-22
2024-07-22 01:00
2024-07-22 02:00
2024-07-22 03:00
2024-07-22 04:00
2024-07-22 05:00
2024-07-22 06:00
2024-07-22 07:00
2024-07-22 08:00
2024-07-22 09:00
2024-07-22 10:00
2024-07-22 11:00
2024-07-22 12:00
2024-07-22 13:00
2024-07-22 14:00
2024-07-22 15:00
2024-07-22 16:00
2024-07-22 17:00
2024-07-22 18:00
2024-07-22 19:00
2024-07-22 20:00
2024-07-22 21:00
2024-07-22 22:00
2024-07-22 23:00
2024-07-23
2024-07-23 01:00
2024-07-23 02:00
2024-07-23 03:00
2024-07-23 04:00
2024-07-23 05:00
2024-07-23 06:00
2024-07-23 07:00
2024-07-23 08:00
2024-07-23 09:00
2024-07-23 10:00
2024-07-23 11:00
2024-07-23 12:00
2024-07-23 13:00
2024-07-23 14:00
2024-07-23 15:00
2024-07-23 16:00
2024-07-23 17:00
2024-07-23 18:00
2024-07-23 19:00
2024-07-23 20:00
2024-07-23 21:00
2024-07-23 22:00
2024-07-23 23:00
2024-07-24
2024-07-24 01:00
2024-07-24 02:00
2024-07-24 03:00
2024-07-24 04:00
2024-07-24 05:00
2024-07-24 06:00
2024-07-24 07:00
2024-07-24 08:00
2024-07-24 09:00
2024-07-24 10:00
2024-07-24 11:00
2024-07-24 12:00
2024-07-24 13:00
2024-07-24 14:00
2024-07-24 15:00
2024-07-24 16:00
2024-07-24 17:00
2024-07-24 18:00
2024-07-24 19:00
2024-07-24 20:00
2024-07-24 21:00
2024-07-24 22:00
2024-07-24 23:00
2024-07-25
2024-07-25 01:00
2024-07-25 02:00
2024-07-25 03:00
2024-07-25 04:00
2024-07-25 05:00
2024-07-25 06:00
2024-07-25 07:00
2024-07-25 08:00
2024-07-25 09:00
2024-07-25 10:00
2024-07-25 11:00
2024-07-25 12:00
2024-07-25 13:00
2024-07-25 14:00
2024-07-25 15:00
2024-07-25 16:00
2024-07-25 17:00
2024-07-25 18:00
2024-07-25 19:00
2024-07-25 20:00
2024-07-25 21:00
2024-07-25 22:00
2024-07-25 23:00
2024-07-26
2024-07-26 01:00
2024-07-26 02:00
2024-07-26 03:00
2024-07-26 04:00
2024-07-26 05:00
2024-07-26 06:00
2024-07-26 07:00
2024-07-26 08:00
2024-07-26 09:00
2024-07-26 10:00
2024-07-26 11:00
2024-07-26 12:00
2024-07-26 13:00
2024-07-26 14:00
2024-07-26 15:00
2024-07-26 16:00
2024-07-26 17:00
2024-07-26 18:00
2024-07-26 19:00
2024-07-26 20:00
2024-07-26 21:00
2024-07-26 22:00
2024-07-26 23:00
2024-07-27
2024-07-27 01:00
2024-07-27 02:00
2024-07-27 03:00
2024-07-27 04:00
2024-07-27 05:00
2024-07-27 06:00
2024-07-27 07:00
2024-07-27 08:00
2024-07-27 09:00
2024-07-27 10:00
2024-07-27 11:00
2024-07-27 12:00
2024-07-27 13:00
2024-07-27 14:00
2024-07-27 15:00
2024-07-27 16:00
2024-07-27 17:00
2024-07-27 18:00
2024-07-27 19:00
2024-07-27 20:00
2024-07-27 21:00
2024-07-27 22:00
2024-07-27 23:00
2024-07-28
2024-07-28 01:00
2024-07-28 02:00
2024-07-28 03:00
2024-07-28 04:00
2024-07-28 05:00
2024-07-28 06:00
2024-07-28 07:00
2024-07-28 08:00
2024-07-28 09:00
2024-07-28 10:00
2024-07-28 11:00
2024-07-28 12:00
2024-07-28 13:00
2024-07-28 14:00
2024-07-28 15:00
2024-07-28 16:00
2024-07-28 17:00
2024-07-28 18:00
2024-07-28 19:00
2024-07-28 20:00
2024-07-28 21:00
2024-07-28 22:00
2024-07-28 23:00
2024-07-29
2024-07-29 01:00
2024-07-29 02:00
2024-07-29 03:00
2024-07-29 04:00
2024-07-29 05:00
2024-07-29 06:00
2024-07-29 07:00
2024-07-29 08:00
2024-07-29 09:00
2024-07-29 10:00
2024-07-29 11:00
2024-07-29 12:00
2024-07-29 13:00
2024-07-29 14:00
2024-07-29 15:00
2024-07-29 16:00
2024-07-29 17:00
2024-07-29 18:00
2024-07-29 19:00
2024-07-29 20:00
2024-07-29 21:00
2024-07-29 22:00
2024-07-29 23:00
2024-07-30
2024-07-30 01:00
2024-07-30 02:00
2024-07-30 03:00
2024-07-30 04:00
2024-07-30 05:00
2024-07-30 06:00
2024-07-30 07:00
2024-07-30 08:00
2024-07-30 09:00
2024-07-30 10:00
2024-07-30 11:00
2024-07-30 12:00
2024-07-30 13:00
2024-07-30 14:00
2024-07-30 15:00
2024-07-30 16:00
2024-07-30 17:00
2024-07-30 18:00
2024-07-30 19:00
2024-07-30 20:00
2024-07-30 21:00
2024-07-30 22:00
2024-07-30 23:00
2024-07-31
2024-07-31 01:00
2024-07-31 02:00
2024-07-31 03:00
2024-07-31 04:00
2024-07-31 05:00
2024-07-31 06:00
2024-07-31 07:00
2024-07-31 08:00
2024-07-31 09:00
2024-07-31 10:00
2024-07-31 11:00
2024-07-31 12:00
2024-07-31 13:00
2024-07-31 14:00
2024-07-31 15:00
2024-07-31 16:00
2024-07-31 17:00
2024-07-31 18:00
2024-07-31 19:00
2024-07-31 20:00
2024-07-31 21:00
2024-07-31 22:00
2024-07-31 23:00
2024-08-01
2024-08-01 01:00
2024-08-01 02:00
2024-08-01 03:00
2024-08-01 04:00
2024-08-01 05:00
2024-08-01 06:00
2024-08-01 07:00
2024-08-01 08:00
2024-08-01 09:00
2024-08-01 10:00
2024-08-01 11:00
2024-08-01 12:00
2024-08-01 13:00
2024-08-01 14:00
2024-08-01 15:00
2024-08-01 16:00
2024-08-01 17:00
2024-08-01 18:00
2024-08-01 19:00
2024-08-01 20:00
2024-08-01 21:00
2024-08-01 22:00
2024-08-01 23:00
2024-08-02
2024-08-02 01:00
2024-08-02 02:00
2024-08-02 03:00
2024-08-02 04:00
2024-08-02 05:00
2024-08-02 06:00
2024-08-02 07:00
2024-08-02 08:00
2024-08-02 09:00
2024-08-02 10:00
2024-08-02 11:00
2024-08-02 12:00
2024-08-02 13:00
2024-08-02 14:00
2024-08-02 15:00
2024-08-02 16:00
2024-08-02 17:00
2024-08-02 18:00
2024-08-02 19:00
2024-08-02 20:00
2024-08-02 21:00
2024-08-02 22:00
2024-08-02 23:00
2024-08-03
2024-08-03 01:00
2024-08-03 02:00
2024-08-03 03:00
2024-08-03 04:00
2024-08-03 05:00
2024-08-03 06:00
2024-08-03 07:00
2024-08-03 08:00
2024-08-03 09:00
2024-08-03 10:00
2024-08-03 11:00
2024-08-03 12:00
2024-08-03 13:00
2024-08-03 14:00
2024-08-03 15:00
2024-08-03 16:00
2024-08-03 17:00
2024-08-03 18:00
2024-08-03 19:00
2024-08-03 20:00
2024-08-03 21:00
2024-08-03 22:00
2024-08-03 23:00
2024-08-04
2024-08-04 01:00
2024-08-04 02:00
2024-08-04 03:00
2024-08-04 04:00
2024-08-04 05:00
2024-08-04 06:00
2024-08-04 07:00
2024-08-04 08:00
2024-08-04 09:00
2024-08-04 10:00
2024-08-04 11:00
2024-08-04 12:00
2024-08-04 13:00
2024-08-04 14:00
2024-08-04 15:00
2024-08-04 16:00
2024-08-04 17:00
2024-08-04 18:00
2024-08-04 19:00
2024-08-04 20:00
2024-08-04 21:00
2024-08-04 22:00
2024-08-04 23:00
2024-08-05
2024-08-05 01:00
2024-08-05 02:00
2024-08-05 03:00
2024-08-05 04:00
2024-08-05 05:00
2024-08-05 06:00
2024-08-05 07:00
2024-08-05 08:00
2024-08-05 09:00
2024-08-05 10:00
2024-08-05 11:00
2024-08-05 12:00
2024-08-05 13:00
2024-08-05 14:00
2024-08-05 15:00
2024-08-05 16:00
2024-08-05 17:00
2024-08-05 18:00
2024-08-05 19:00
2024-08-05 20:00
2024-08-05 21:00
2024-08-05 22:00
2024-08-05 23:00
2024-08-06
2024-08-06 01:00
2024-08-06 02:00
2024-08-06 03:00
2024-08-06 04:00
2024-08-06 05:00
2024-08-06 06:00
2024-08-06 07:00
2024-08-06 08:00
2024-08-06 09:00
2024-08-06 10:00
2024-08-06 11:00
2024-08-06 12:00
2024-08-06 13:00
2024-08-06 14:00
2024-08-06 15:00
2024-08-06 16:00
2024-08-06 17:00
2024-08-06 18:00
2024-08-06 19:00
2024-08-06 20:00
2024-08-06 21:00
2024-08-06 22:00
2024-08-06 23:00
2024-08-07
2024-08-07 01:00
2024-08-07 02:00
2024-08-07 03:00
2024-08-07 04:00
2024-08-07 05:00
2024-08-07 06:00
2024-08-07 07:00
2024-08-07 08:00
2024-08-07 09:00
2024-08-07 10:00
2024-08-07 11:00
2024-08-07 12:00
2024-08-07 13:00
2024-08-07 14:00
2024-08-07 15:00
2024-08-07 16:00
2024-08-07 17:00
2024-08-07 18:00
2024-08-07 19:00
2024-08-07 20:00
2024-08-07 21:00
2024-08-07 22:00
2024-08-07 23:00
2024-08-08
2024-08-08 01:00
2024-08-08 02:00
2024-08-08 03:00
2024-08-08 04:00
2024-08-08 05:00
2024-08-08 06:00
2024-08-08 07:00
2024-08-08 08:00
2024-08-08 09:00
2024-08-08 10:00
2024-08-08 11:00
2024-08-08 12:00
2024-08-08 13:00
2024-08-08 14:00
2024-08-08 15:00
2024-08-08 16:00
2024-08-08 17:00
2024-08-08 18:00
2024-08-08 19:00
2024-08-08 20:00
2024-08-08 21:00
2024-08-08 22:00
2024-08-08 23:00
2024-08-09
2024-08-09 01:00
2024-08-09 02:00
2024-08-09 03:00
2024-08-09 04:00
2024-08-09 05:00
2024-08-09 06:00
2024-08-09 07:00
2024-08-09 08:00
2024-08-09 09:00
2024-08-09 10:00
2024-08-09 11:00
2024-08-09 12:00
2024-08-09 13:00
2024-08-09 14:00
2024-08-09 15:00
2024-08-09 16:00
2024-08-09 17:00
2024-08-09 18:00
2024-08-09 19:00
2024-08-09 20:00
2024-08-09 21:00
2024-08-09 22:00
2024-08-09 23:00
2024-08-10
2024-08-10 01:00
2024-08-10 02:00
2024-08-10 03:00
2024-08-10 04:00
2024-08-10 05:00
2024-08-10 06:00
2024-08-10 07:00
2024-08-10 08:00
2024-08-10 09:00
2024-08-10 10:00
2024-08-10 11:00
2024-08-10 12:00
2024-08-10 13:00
2024-08-10 14:00
2024-08-10 15:00
2024-08-10 16:00
2024-08-10 17:00
2024-08-10 18:00
2024-08-10 19:00
2024-08-10 20:00
2024-08-10 21:00
2024-08-10 22:00
2024-08-10 23:00
2024-08-11
2024-08-11 01:00
2024-08-11 02:00
2024-08-11 03:00
2024-08-11 04:00
2024-08-11 05:00
2024-08-11 06:00
2024-08-11 07:00
2024-08-11 08:00
2024-08-11 09:00
2024-08-11 10:00
2024-08-11 11:00
2024-08-11 12:00
2024-08-11 13:00
2024-08-11 14:00
2024-08-11 15:00
2024-08-11 16:00
2024-08-11 17:00
2024-08-11 18:00
2024-08-11 19:00
2024-08-11 20:00
2024-08-11 21:00
2024-08-11 22:00
2024-08-11 23:00
2024-08-12
2024-08-12 01:00
2024-08-12 02:00
2024-08-12 03:00
2024-08-12 04:00
2024-08-12 05:00
2024-08-12 06:00
2024-08-12 07:00
2024-08-12 08:00
2024-08-12 09:00
2024-08-12 10:00
2024-08-12 11:00
2024-08-12 12:00
2024-08-12 13:00
2024-08-12 14:00
2024-08-12 15:00
2024-08-12 16:00
2024-08-12 17:00
2024-08-12 18:00
2024-08-12 19:00
2024-08-12 20:00
2024-08-12 21:00
2024-08-12 22:00
2024-08-12 23:00
2024-08-13
2024-08-13 01:00
2024-08-13 02:00
2024-08-13 03:00
2024-08-13 04:00
2024-08-13 05:00
2024-08-13 06:00
2024-08-13 07:00
2024-08-13 08:00
2024-08-13 09:00
2024-08-13 10:00
2024-08-13 11:00
2024-08-13 12:00
2024-08-13 13:00
2024-08-13 14:00
2024-08-13 15:00
2024-08-13 16:00
2024-08-13 17:00
2024-08-13 18:00
2024-08-13 19:00
2024-08-13 20:00
2024-08-13 21:00
2024-08-13 22:00
2024-08-13 23:00
2024-08-14
2024-08-14 01:00
2024-08-14 02:00
2024-08-14 03:00
2024-08-14 04:00
2024-08-14 05:00
2024-08-14 06:00
2024-08-14 07:00
2024-08-14 08:00
2024-08-14 09:00
2024-08-14 10:00
2024-08-14 11:00
2024-08-14 12:00
2024-08-14 13:00
2024-08-14 14:00
2024-08-14 15:00
2024-08-14 16:00
2024-08-14 17:00
2024-08-14 18:00
2024-08-14 19:00
2024-08-14 20:00
2024-08-14 21:00
2024-08-14 22:00
2024-08-14 23:00
2024-08-15
2024-08-15 01:00
2024-08-15 02:00
2024-08-15 03:00
2024-08-15 04:00
2024-08-15 05:00
2024-08-15 06:00
2024-08-15 07:00
2024-08-15 08:00
2024-08-15 09:00
2024-08-15 10:00
2024-08-15 11:00
2024-08-15 12:00
2024-08-15 13:00
2024-08-15 14:00
2024-08-15 15:00
2024-08-15 16:00
2024-08-15 17:00
2024-08-15 18:00
2024-08-15 19:00
2024-08-15 20:00
2024-08-15 21:00
2024-08-15 22:00
2024-08-15 23:00
2024-08-16
2024-08-16 01:00
2024-08-16 02:00
2024-08-16 03:00
2024-08-16 04:00
2024-08-16 05:00
2024-08-16 06:00
2024-08-16 07:00
2024-08-16 08:00
2024-08-16 09:00
2024-08-16 10:00
2024-08-16 11:00
2024-08-16 12:00
2024-08-16 13:00
2024-08-16 14:00
2024-08-16 15:00
2024-08-16 16:00
2024-08-16 17:00
2024-08-16 18:00
2024-08-16 19:00
2024-08-16 20:00
2024-08-16 21:00
2024-08-16 22:00
2024-08-16 23:00
2024-08-17
2024-08-17 01:00
2024-08-17 02:00
2024-08-17 03:00
2024-08-17 04:00
2024-08-17 05:00
2024-08-17 06:00
2024-08-17 07:00
2024-08-17 08:00
2024-08-17 09:00
2024-08-17 10:00
2024-08-17 11:00
2024-08-17 12:00
2024-08-17 13:00
2024-08-17 14:00
2024-08-17 15:00
2024-08-17 16:00
2024-08-17 17:00
2024-08-17 18:00
2024-08-17 19:00
2024-08-17 20:00
2024-08-17 21:00
2024-08-17 22:00
2024-08-17 23:00
2024-08-18
2024-08-18 01:00
2024-08-18 02:00
2024-08-18 03:00
2024-08-18 04:00
2024-08-18 05:00
2024-08-18 06:00
2024-08-18 07:00
2024-08-18 08:00
2024-08-18 09:00
2024-08-18 10:00
2024-08-18 11:00
2024-08-18 12:00
2024-08-18 13:00
2024-08-18 14:00
2024-08-18 15:00
2024-08-18 16:00
2024-08-18 17:00
2024-08-18 18:00
2024-08-18 19:00
2024-08-18 20:00
2024-08-18 21:00
2024-08-18 22:00
2024-08-18 23:00
2024-08-19
2024-08-19 01:00
2024-08-19 02:00
2024-08-19 03:00
2024-08-19 04:00
2024-08-19 05:00
2024-08-19 06:00
2024-08-19 07:00
2024-08-19 08:00
2024-08-19 09:00
2024-08-19 10:00
2024-08-19 11:00
2024-08-19 12:00
2024-08-19 13:00
2024-08-19 14:00
2024-08-19 15:00
2024-08-19 16:00
2024-08-19 17:00
2024-08-19 18:00
2024-08-19 19:00
2024-08-19 20:00
2024-08-19 21:00
2024-08-19 22:00
2024-08-19 23:00
2024-08-20
2024-08-20 01:00
2024-08-20 02:00
2024-08-20 03:00
2024-08-20 04:00
2024-08-20 05:00
2024-08-20 06:00
2024-08-20 07:00
2024-08-20 08:00
2024-08-20 09:00
2024-08-20 10:00
2024-08-20 11:00
2024-08-20 12:00
2024-08-20 13:00
2024-08-20 14:00
2024-08-20 15:00
2024-08-20 16:00
2024-08-20 17:00
2024-08-20 18:00
2024-08-20 19:00
2024-08-20 20:00
2024-08-20 21:00
2024-08-20 22:00
2024-08-20 23:00
2024-08-21
2024-08-21 01:00
2024-08-21 02:00
2024-08-21 03:00
2024-08-21 04:00
2024-08-21 05:00
2024-08-21 06:00
2024-08-21 07:00
2024-08-21 08:00
2024-08-21 09:00
2024-08-21 10:00
2024-08-21 11:00
2024-08-21 12:00
2024-08-21 13:00
2024-08-21 14:00
2024-08-21 15:00
2024-08-21 16:00
2024-08-21 17:00
2024-08-21 18:00
2024-08-21 19:00
2024-08-21 20:00
2024-08-21 21:00
2024-08-21 22:00
2024-08-21 23:00
2024-08-22
2024-08-22 01:00
2024-08-22 02:00
2024-08-22 03:00
2024-08-22 04:00
2024-08-22 05:00
2024-08-22 06:00
2024-08-22 07:00
2024-08-22 08:00
2024-08-22 09:00
2024-08-22 10:00
2024-08-22 11:00
2024-08-22 12:00
2024-08-22 13:00
2024-08-22 14:00
2024-08-22 15:00
2024-08-22 16:00
2024-08-22 17:00
2024-08-22 18:00
2024-08-22 19:00
2024-08-22 20:00
2024-08-22 21:00
2024-08-22 22:00
2024-08-22 23:00
2024-08-23
2024-08-23 01:00
2024-08-23 02:00
2024-08-23 03:00
2024-08-23 04:00
2024-08-23 05:00
2024-08-23 06:00
2024-08-23 07:00
2024-08-23 08:00
2024-08-23 09:00
2024-08-23 10:00
2024-08-23 11:00
2024-08-23 12:00
2024-08-23 13:00
2024-08-23 14:00
2024-08-23 15:00
2024-08-23 16:00
2024-08-23 17:00
2024-08-23 18:00
2024-08-23 19:00
2024-08-23 20:00
2024-08-23 21:00
2024-08-23 22:00
2024-08-23 23:00
2024-08-24
2024-08-24 01:00
2024-08-24 02:00
2024-08-24 03:00
2024-08-24 04:00
2024-08-24 05:00
2024-08-24 06:00
2024-08-24 07:00
2024-08-24 08:00
2024-08-24 09:00
2024-08-24 10:00
2024-08-24 11:00
2024-08-24 12:00
2024-08-24 13:00
2024-08-24 14:00
2024-08-24 15:00
2024-08-24 16:00
2024-08-24 17:00
2024-08-24 18:00
2024-08-24 19:00
2024-08-24 20:00
2024-08-24 21:00
2024-08-24 22:00
2024-08-24 23:00
2024-08-25
2024-08-25 01:00
2024-08-25 02:00
2024-08-25 03:00
2024-08-25 04:00
2024-08-25 05:00
2024-08-25 06:00
2024-08-25 07:00
2024-08-25 08:00
2024-08-25 09:00
2024-08-25 10:00
2024-08-25 11:00
2024-08-25 12:00
2024-08-25 13:00
2024-08-25 14:00
2024-08-25 15:00
2024-08-25 16:00
2024-08-25 17:00
2024-08-25 18:00
2024-08-25 19:00
2024-08-25 20:00
2024-08-25 21:00
2024-08-25 22:00
2024-08-25 23:00
2024-08-26
2024-08-26 01:00
2024-08-26 02:00
2024-08-26 03:00
2024-08-26 04:00
2024-08-26 05:00
2024-08-26 06:00
2024-08-26 07:00
2024-08-26 08:00
2024-08-26 09:00
2024-08-26 10:00
2024-08-26 11:00
2024-08-26 12:00
2024-08-26 13:00
2024-08-26 14:00
2024-08-26 15:00
2024-08-26 16:00
2024-08-26 17:00
2024-08-26 18:00
2024-08-26 19:00
2024-08-26 20:00
2024-08-26 21:00
2024-08-26 22:00
2024-08-26 23:00
2024-08-27
2024-08-27 01:00
2024-08-27 02:00
2024-08-27 03:00
2024-08-27 04:00
2024-08-27 05:00
2024-08-27 06:00
2024-08-27 07:00
2024-08-27 08:00
2024-08-27 09:00
2024-08-27 10:00
2024-08-27 11:00
2024-08-27 12:00
2024-08-27 13:00
2024-08-27 14:00
2024-08-27 15:00
2024-08-27 16:00
2024-08-27 17:00
2024-08-27 18:00
2024-08-27 19:00
2024-08-27 20:00
2024-08-27 21:00
2024-08-27 22:00
2024-08-27 23:00
2024-08-28
2024-08-28 01:00
2024-08-28 02:00
2024-08-28 03:00
2024-08-28 04:00
2024-08-28 05:00
2024-08-28 06:00
2024-08-28 07:00
2024-08-28 08:00
2024-08-28 09:00
2024-08-28 10:00
2024-08-28 11:00
2024-08-28 12:00
2024-08-28 13:00
2024-08-28 14:00
2024-08-28 15:00
2024-08-28 16:00
2024-08-28 17:00
2024-08-28 18:00
2024-08-28 19:00
2024-08-28 20:00
2024-08-28 21:00
2024-08-28 22:00
2024-08-28 23:00
2024-08-29
2024-08-29 01:00
2024-08-29 02:00
2024-08-29 03:00
2024-08-29 04:00
2024-08-29 05:00
2024-08-29 06:00
2024-08-29 07:00
2024-08-29 08:00
2024-08-29 09:00
2024-08-29 10:00
2024-08-29 11:00
2024-08-29 12:00
2024-08-29 13:00
2024-08-29 14:00
2024-08-29 15:00
2024-08-29 16:00
2024-08-29 17:00
2024-08-29 18:00
2024-08-29 19:00
2024-08-29 20:00
2024-08-29 21:00
2024-08-29 22:00
2024-08-29 23:00
2024-08-30
2024-08-30 01:00
2024-08-30 02:00
2024-08-30 03:00
2024-08-30 04:00
2024-08-30 05:00
2024-08-30 06:00
2024-08-30 07:00
2024-08-30 08:00
2024-08-30 09:00
2024-08-30 10:00
2024-08-30 11:00
2024-08-30 12:00
2024-08-30 13:00
2024-08-30 14:00
2024-08-30 15:00
2024-08-30 16:00
2024-08-30 17:00
2024-08-30 18:00
2024-08-30 19:00
2024-08-30 20:00
2024-08-30 21:00
2024-08-30 22:00
2024-08-30 23:00
2024-08-31
2024-08-31 01:00
2024-08-31 02:00
2024-08-31 03:00
2024-08-31 04:00
2024-08-31 05:00
2024-08-31 06:00
2024-08-31 07:00
2024-08-31 08:00
2024-08-31 09:00
2024-08-31 10:00
2024-08-31 11:00
2024-08-31 12:00
2024-08-31 13:00
2024-08-31 14:00
2024-08-31 15:00
2024-08-31 16:00
2024-08-31 17:00
2024-08-31 18:00
2024-08-31 19:00
2024-08-31 20:00
2024-08-31 21:00
2024-08-31 22:00
2024-08-31 23:00
2024-09-01
2024-09-01 01:00
2024-09-01 02:00
2024-09-01 03:00
2024-09-01 04:00
2024-09-01 05:00
2024-09-01 06:00
2024-09-01 07:00
2024-09-01 08:00
2024-09-01 09:00
2024-09-01 10:00
2024-09-01 11:00
2024-09-01 12:00
2024-09-01 13:00
2024-09-01 14:00
2024-09-01 15:00
2024-09-01 16:00
2024-09-01 17:00
2024-09-01 18:00
2024-09-01 19:00
2024-09-01 20:00
2024-09-01 21:00
2024-09-01 22:00
2024-09-01 23:00
2024-09-02
2024-09-02 01:00
2024-09-02 02:00
2024-09-02 03:00
2024-09-02 04:00
2024-09-02 05:00
2024-09-02 06:00
2024-09-02 07:00
2024-09-02 08:00
2024-09-02 09:00
2024-09-02 10:00
2024-09-02 11:00
2024-09-02 12:00
2024-09-02 13:00
2024-09-02 14:00
2024-09-02 15:00
2024-09-02 16:00
2024-09-02 17:00
2024-09-02 18:00
2024-09-02 19:00
2024-09-02 20:00
2024-09-02 21:00
2024-09-02 22:00
2024-09-02 23:00
2024-09-03
2024-09-03 01:00
2024-09-03 02:00
2024-09-03 03:00
2024-09-03 04:00
2024-09-03 05:00
2024-09-03 06:00
2024-09-03 07:00
2024-09-03 08:00
2024-09-03 09:00
2024-09-03 10:00
2024-09-03 11:00
2024-09-03 12:00
2024-09-03 13:00
2024-09-03 14:00
2024-09-03 15:00
2024-09-03 16:00
2024-09-03 17:00
2024-09-03 18:00
2024-09-03 19:00
2024-09-03 20:00
2024-09-03 21:00
2024-09-03 22:00
2024-09-03 23:00
2024-09-04
2024-09-04 01:00
2024-09-04 02:00
2024-09-04 03:00
2024-09-04 04:00
2024-09-04 05:00
2024-09-04 06:00
2024-09-04 07:00
2024-09-04 08:00
2024-09-04 09:00
2024-09-04 10:00
2024-09-04 11:00
2024-09-04 12:00
2024-09-04 13:00
2024-09-04 14:00
2024-09-04 15:00
2024-09-04 16:00
2024-09-04 17:00
2024-09-04 18:00
2024-09-04 19:00
2024-09-04 20:00
2024-09-04 21:00
2024-09-04 22:00
2024-09-04 23:00
2024-09-05
2024-09-05 01:00
2024-09-05 02:00
2024-09-05 03:00
2024-09-05 04:00
2024-09-05 05:00
2024-09-05 06:00
2024-09-05 07:00
2024-09-05 08:00
2024-09-05 09:00
2024-09-05 10:00
2024-09-05 11:00
2024-09-05 12:00
2024-09-05 13:00
2024-09-05 14:00
2024-09-05 15:00
2024-09-05 16:00
2024-09-05 17:00
2024-09-05 18:00
2024-09-05 19:00
2024-09-05 20:00
2024-09-05 21:00
2024-09-05 22:00
2024-09-05 23:00
2024-09-06
2024-09-06 01:00
2024-09-06 02:00
2024-09-06 03:00
2024-09-06 04:00
2024-09-06 05:00
2024-09-06 06:00
2024-09-06 07:00
2024-09-06 08:00
2024-09-06 09:00
2024-09-06 10:00
2024-09-06 11:00
2024-09-06 12:00
2024-09-06 13:00
2024-09-06 14:00
2024-09-06 15:00
2024-09-06 16:00
2024-09-06 17:00
2024-09-06 18:00
2024-09-06 19:00
2024-09-06 20:00
2024-09-06 21:00
2024-09-06 22:00
2024-09-06 23:00
2024-09-07
2024-09-07 01:00
2024-09-07 02:00
2024-09-07 03:00
2024-09-07 04:00
2024-09-07 05:00
2024-09-07 06:00
2024-09-07 07:00
2024-09-07 08:00
2024-09-07 09:00
2024-09-07 10:00
2024-09-07 11:00
2024-09-07 12:00
2024-09-07 13:00
2024-09-07 14:00
2024-09-07 15:00
2024-09-07 16:00
2024-09-07 17:00
2024-09-07 18:00
2024-09-07 19:00
2024-09-07 20:00
2024-09-07 21:00
2024-09-07 22:00
2024-09-07 23:00
2024-09-08
2024-09-08 01:00
2024-09-08 02:00
2024-09-08 03:00
2024-09-08 04:00
2024-09-08 05:00
2024-09-08 06:00
2024-09-08 07:00
2024-09-08 08:00
2024-09-08 09:00
2024-09-08 10:00
2024-09-08 11:00
2024-09-08 12:00
2024-09-08 13:00
2024-09-08 14:00
2024-09-08 15:00
2024-09-08 16:00
2024-09-08 17:00
2024-09-08 18:00
2024-09-08 19:00
2024-09-08 20:00
2024-09-08 21:00
2024-09-08 22:00
2024-09-08 23:00
2024-09-09
2024-09-09 01:00
2024-09-09 02:00
2024-09-09 03:00
2024-09-09 04:00
2024-09-09 05:00
2024-09-09 06:00
2024-09-09 07:00
2024-09-09 08:00
2024-09-09 09:00
2024-09-09 10:00
2024-09-09 11:00
2024-09-09 12:00
2024-09-09 13:00
2024-09-09 14:00
2024-09-09 15:00
2024-09-09 16:00
2024-09-09 17:00
2024-09-09 18:00
2024-09-09 19:00
2024-09-09 20:00
2024-09-09 21:00
2024-09-09 22:00
2024-09-09 23:00
2024-09-10
2024-09-10 01:00
2024-09-10 02:00
2024-09-10 03:00
2024-09-10 04:00
2024-09-10 05:00
2024-09-10 06:00
2024-09-10 07:00
2024-09-10 08:00
2024-09-10 09:00
2024-09-10 10:00
2024-09-10 11:00
2024-09-10 12:00
2024-09-10 13:00
2024-09-10 14:00
2024-09-10 15:00
2024-09-10 16:00
2024-09-10 17:00
2024-09-10 18:00
2024-09-10 19:00
2024-09-10 20:00
2024-09-10 21:00
2024-09-10 22:00
2024-09-10 23:00
2024-09-11
2024-09-11 01:00
2024-09-11 02:00
2024-09-11 03:00
2024-09-11 04:00
2024-09-11 05:00
2024-09-11 06:00
2024-09-11 07:00
2024-09-11 08:00
2024-09-11 09:00
2024-09-11 10:00
2024-09-11 11:00
2024-09-11 12:00
2024-09-11 13:00
2024-09-11 14:00
2024-09-11 15:00
2024-09-11 16:00
2024-09-11 17:00
2024-09-11 18:00
2024-09-11 19:00
2024-09-11 20:00
2024-09-11 21:00
2024-09-11 22:00
2024-09-11 23:00
2024-09-12
2024-09-12 01:00
2024-09-12 02:00
2024-09-12 03:00
2024-09-12 04:00
2024-09-12 05:00
2024-09-12 06:00
2024-09-12 07:00
2024-09-12 08:00
2024-09-12 09:00
2024-09-12 10:00
2024-09-12 11:00
2024-09-12 12:00
2024-09-12 13:00
2024-09-12 14:00
2024-09-12 15:00
2024-09-12 16:00
2024-09-12 17:00
2024-09-12 18:00
2024-09-12 19:00
2024-09-12 20:00
2024-09-12 21:00
2024-09-12 22:00
2024-09-12 23:00
2024-09-13
2024-09-13 01:00
2024-09-13 02:00
2024-09-13 03:00
2024-09-13 04:00
2024-09-13 05:00
2024-09-13 06:00
2024-09-13 07:00
2024-09-13 08:00
2024-09-13 09:00
2024-09-13 10:00
2024-09-13 11:00
2024-09-13 12:00
2024-09-13 13:00
2024-09-13 14:00
2024-09-13 15:00
2024-09-13 16:00
2024-09-13 17:00
2024-09-13 18:00
2024-09-13 19:00
2024-09-13 20:00
2024-09-13 21:00
2024-09-13 22:00
2024-09-13 23:00
2024-09-14
2024-09-14 01:00
2024-09-14 02:00
2024-09-14 03:00
2024-09-14 04:00
2024-09-14 05:00
2024-09-14 06:00
2024-09-14 07:00
2024-09-14 08:00
2024-09-14 09:00
2024-09-14 10:00
2024-09-14 11:00
2024-09-14 12:00
2024-09-14 13:00
2024-09-14 14:00
2024-09-14 15:00
2024-09-14 16:00
2024-09-14 17:00
2024-09-14 18:00
2024-09-14 19:00
2024-09-14 20:00
2024-09-14 21:00
2024-09-14 22:00
2024-09-14 23:00
2024-09-15
2024-09-15 01:00
2024-09-15 02:00
2024-09-15 03:00
2024-09-15 04:00
2024-09-15 05:00
2024-09-15 06:00
2024-09-15 07:00
2024-09-15 08:00
2024-09-15 09:00
2024-09-15 10:00
2024-09-15 11:00
2024-09-15 12:00
2024-09-15 13:00
2024-09-15 14:00
2024-09-15 15:00
2024-09-15 16:00
2024-09-15 17:00
2024-09-15 18:00
2024-09-15 19:00
2024-09-15 20:00
2024-09-15 21:00
2024-09-15 22:00
2024-09-15 23:00
2024-09-16
2024-09-16 01:00
2024-09-16 02:00
2024-09-16 03:00
2024-09-16 04:00
2024-09-16 05:00
2024-09-16 06:00
2024-09-16 07:00
2024-09-16 08:00
2024-09-16 09:00
2024-09-16 10:00
2024-09-16 11:00
2024-09-16 12:00
2024-09-16 13:00
2024-09-16 14:00
2024-09-16 15:00
2024-09-16 16:00
2024-09-16 17:00
2024-09-16 18:00
2024-09-16 19:00
2024-09-16 20:00
2024-09-16 21:00
2024-09-16 22:00
2024-09-16 23:00
2024-09-17
2024-09-17 01:00
2024-09-17 02:00
2024-09-17 03:00
2024-09-17 04:00
2024-09-17 05:00
2024-09-17 06:00
2024-09-17 07:00
2024-09-17 08:00
2024-09-17 09:00
2024-09-17 10:00
2024-09-17 11:00
2024-09-17 12:00
2024-09-17 13:00
2024-09-17 14:00
2024-09-17 15:00
2024-09-17 16:00
2024-09-17 17:00
2024-09-17 18:00
2024-09-17 19:00
2024-09-17 20:00
2024-09-17 21:00
2024-09-17 22:00
2024-09-17 23:00
2024-09-18
2024-09-18 01:00
2024-09-18 02:00
2024-09-18 03:00
2024-09-18 04:00
2024-09-18 05:00
2024-09-18 06:00
2024-09-18 07:00
2024-09-18 08:00
2024-09-18 09:00
2024-09-18 10:00
2024-09-18 11:00
2024-09-18 12:00
2024-09-18 13:00
2024-09-18 14:00
2024-09-18 15:00
2024-09-18 16:00
2024-09-18 17:00
2024-09-18 18:00
2024-09-18 19:00
2024-09-18 20:00
2024-09-18 21:00
2024-09-18 22:00
2024-09-18 23:00
2024-09-19
2024-09-19 01:00
2024-09-19 02:00
2024-09-19 03:00
2024-09-19 04:00
2024-09-19 05:00
2024-09-19 06:00
2024-09-19 07:00
2024-09-19 08:00
2024-09-19 09:00
2024-09-19 10:00
2024-09-19 11:00
2024-09-19 12:00
2024-09-19 13:00
2024-09-19 14:00
2024-09-19 15:00
2024-09-19 16:00
2024-09-19 17:00
2024-09-19 18:00
2024-09-19 19:00
2024-09-19 20:00
2024-09-19 21:00
2024-09-19 22:00
2024-09-19 23:00
2024-09-20
2024-09-20 01:00
2024-09-20 02:00
2024-09-20 03:00
2024-09-20 04:00
2024-09-20 05:00
2024-09-20 06:00
2024-09-20 07:00
2024-09-20 08:00
2024-09-20 09:00
2024-09-20 10:00
2024-09-20 11:00
2024-09-20 12:00
2024-09-20 13:00
2024-09-20 14:00
2024-09-20 15:00
2024-09-20 16:00
2024-09-20 17:00
2024-09-20 18:00
2024-09-20 19:00
2024-09-20 20:00
2024-09-20 21:00
2024-09-20 22:00
2024-09-20 23:00
2024-09-21
2024-09-21 01:00
2024-09-21 02:00
2024-09-21 03:00
2024-09-21 04:00
2024-09-21 05:00
2024-09-21 06:00
2024-09-21 07:00
2024-09-21 08:00
2024-09-21 09:00
2024-09-21 10:00
2024-09-21 11:00
2024-09-21 12:00
2024-09-21 13:00
2024-09-21 14:00
2024-09-21 15:00
2024-09-21 16:00
2024-09-21 17:00
2024-09-21 18:00
2024-09-21 19:00
2024-09-21 20:00
2024-09-21 21:00
2024-09-21 22:00
2024-09-21 23:00
2024-09-22
2024-09-22 01:00
2024-09-22 02:00
2024-09-22 03:00
2024-09-22 04:00
2024-09-22 05:00
2024-09-22 06:00
2024-09-22 07:00
2024-09-22 08:00
2024-09-22 09:00
2024-09-22 10:00
2024-09-22 11:00
2024-09-22 12:00
2024-09-22 13:00
2024-09-22 14:00
2024-09-22 15:00
2024-09-22 16:00
2024-09-22 17:00
2024-09-22 18:00
2024-09-22 19:00
2024-09-22 20:00
2024-09-22 21:00
2024-09-22 22:00
2024-09-22 23:00
2024-09-23
2024-09-23 01:00
2024-09-23 02:00
2024-09-23 03:00
2024-09-23 04:00
2024-09-23 05:00
2024-09-23 06:00
2024-09-23 07:00
2024-09-23 08:00
2024-09-23 09:00
2024-09-23 10:00
2024-09-23 11:00
2024-09-23 12:00
2024-09-23 13:00
2024-09-23 14:00
2024-09-23 15:00
2024-09-23 16:00
2024-09-23 17:00
2024-09-23 18:00
2024-09-23 19:00
2024-09-23 20:00
2024-09-23 21:00
2024-09-23 22:00
2024-09-23 23:00
2024-09-24
2024-09-24 01:00
2024-09-24 02:00
2024-09-24 03:00
2024-09-24 04:00
2024-09-24 05:00
2024-09-24 06:00
2024-09-24 07:00
2024-09-24 08:00
2024-09-24 09:00
2024-09-24 10:00
2024-09-24 11:00
2024-09-24 12:00
2024-09-24 13:00
2024-09-24 14:00
2024-09-24 15:00
2024-09-24 16:00
2024-09-24 17:00
2024-09-24 18:00
2024-09-24 19:00
2024-09-24 20:00
2024-09-24 21:00
2024-09-24 22:00
2024-09-24 23:00
2024-09-25
2024-09-25 01:00
2024-09-25 02:00
2024-09-25 03:00
2024-09-25 04:00
2024-09-25 05:00
2024-09-25 06:00
2024-09-25 07:00
2024-09-25 08:00
2024-09-25 09:00
2024-09-25 10:00
2024-09-25 11:00
2024-09-25 12:00
2024-09-25 13:00
2024-09-25 14:00
2024-09-25 15:00
2024-09-25 16:00
2024-09-25 17:00
2024-09-25 18:00
2024-09-25 19:00
2024-09-25 20:00
2024-09-25 21:00
2024-09-25 22:00
2024-09-25 23:00
2024-09-26
2024-09-26 01:00
2024-09-26 02:00
2024-09-26 03:00
2024-09-26 04:00
2024-09-26 05:00
2024-09-26 06:00
2024-09-26 07:00
2024-09-26 08:00
2024-09-26 09:00
2024-09-26 10:00
2024-09-26 11:00
2024-09-26 12:00
2024-09-26 13:00
2024-09-26 14:00
2024-09-26 15:00
2024-09-26 16:00
2024-09-26 17:00
2024-09-26 18:00
2024-09-26 19:00
2024-09-26 20:00
2024-09-26 21:00
2024-09-26 22:00
2024-09-26 23:00
2024-09-27
2024-09-27 01:00
2024-09-27 02:00
2024-09-27 03:00
2024-09-27 04:00
2024-09-27 05:00
2024-09-27 06:00
2024-09-27 07:00
2024-09-27 08:00
2024-09-27 09:00
2024-09-27 10:00
2024-09-27 11:00
2024-09-27 12:00
2024-09-27 13:00
2024-09-27 14:00
2024-09-27 15:00
2024-09-27 16:00
2024-09-27 17:00
2024-09-27 18:00
2024-09-27 19:00
2024-09-27 20:00
2024-09-27 21:00
2024-09-27 22:00
2024-09-27 23:00
2024-09-28
2024-09-28 01:00
2024-09-28 02:00
2024-09-28 03:00
2024-09-28 04:00
2024-09-28 05:00
2024-09-28 06:00
2024-09-28 07:00
2024-09-28 08:00
2024-09-28 09:00
2024-09-28 10:00
2024-09-28 11:00
2024-09-28 12:00
2024-09-28 13:00
2024-09-28 14:00
2024-09-28 15:00
2024-09-28 16:00
2024-09-28 17:00
2024-09-28 18:00
2024-09-28 19:00
2024-09-28 20:00
2024-09-28 21:00
2024-09-28 22:00
2024-09-28 23:00
2024-09-29
2024-09-29 01:00
2024-09-29 02:00
2024-09-29 03:00
2024-09-29 04:00
2024-09-29 05:00
2024-09-29 06:00
2024-09-29 07:00
2024-09-29 08:00
2024-09-29 09:00
2024-09-29 10:00
2024-09-29 11:00
2024-09-29 12:00
2024-09-29 13:00
2024-09-29 14:00
2024-09-29 15:00
2024-09-29 16:00
2024-09-29 17:00
2024-09-29 18:00
2024-09-29 19:00
2024-09-29 20:00
2024-09-29 21:00
2024-09-29 22:00
2024-09-29 23:00
2024-09-30
2024-09-30 01:00
2024-09-30 02:00
2024-09-30 03:00
2024-09-30 04:00
2024-09-30 05:00
2024-09-30 06:00
2024-09-30 07:00
2024-09-30 08:00
2024-09-30 09:00
2024-09-30 10:00
2024-09-30 11:00
2024-09-30 12:00
2024-09-30 13:00
2024-09-30 14:00
2024-09-30 15:00
2024-09-30 16:00
2024-09-30 17:00
2024-09-30 18:00
2024-09-30 19:00
2024-09-30 20:00
2024-09-30 21:00
2024-09-30 22:00
2024-09-30 23:00
2024-10-01
2024-10-01 01:00
2024-10-01 02:00
2024-10-01 03:00
2024-10-01 04:00
2024-10-01 05:00
2024-10-01 06:00
2024-10-01 07:00
2024-10-01 08:00
2024-10-01 09:00
2024-10-01 10:00
2024-10-01 11:00
2024-10-01 12:00
2024-10-01 13:00
2024-10-01 14:00
2024-10-01 15:00
2024-10-01 16:00
2024-10-01 17:00
2024-10-01 18:00
2024-10-01 19:00
2024-10-01 20:00
2024-10-01 21:00
2024-10-01 22:00
2024-10-01 23:00
2024-10-02
2024-10-02 01:00
2024-10-02 02:00
2024-10-02 03:00
2024-10-02 04:00
2024-10-02 05:00
2024-10-02 06:00
2024-10-02 07:00
2024-10-02 08:00
2024-10-02 09:00
2024-10-02 10:00
2024-10-02 11:00
2024-10-02 12:00
2024-10-02 13:00
2024-10-02 14:00
2024-10-02 15:00
2024-10-02 16:00
2024-10-02 17:00
2024-10-02 18:00
2024-10-02 19:00
2024-10-02 20:00
2024-10-02 21:00
2024-10-02 22:00
2024-10-02 23:00
2024-10-03
2024-10-03 01:00
2024-10-03 02:00
2024-10-03 03:00
2024-10-03 04:00
2024-10-03 05:00
2024-10-03 06:00
2024-10-03 07:00
2024-10-03 08:00
2024-10-03 09:00
2024-10-03 10:00
2024-10-03 11:00
2024-10-03 12:00
2024-10-03 13:00
2024-10-03 14:00
2024-10-03 15:00
2024-10-03 16:00
2024-10-03 17:00
2024-10-03 18:00
2024-10-03 19:00
2024-10-03 20:00
2024-10-03 21:00
2024-10-03 22:00
2024-10-03 23:00
2024-10-04
2024-10-04 01:00
2024-10-04 02:00
2024-10-04 03:00
2024-10-04 04:00
2024-10-04 05:00
2024-10-04 06:00
2024-10-04 07:00
2024-10-04 08:00
2024-10-04 09:00
2024-10-04 10:00
2024-10-04 11:00
2024-10-04 12:00
2024-10-04 13:00
2024-10-04 14:00
2024-10-04 15:00
2024-10-04 16:00
2024-10-04 17:00
2024-10-04 18:00
2024-10-04 19:00
2024-10-04 20:00
2024-10-04 21:00
2024-10-04 22:00
2024-10-04 23:00
2024-10-05
2024-10-05 01:00
2024-10-05 02:00
2024-10-05 03:00
2024-10-05 04:00
2024-10-05 05:00
2024-10-05 06:00
2024-10-05 07:00
2024-10-05 08:00
2024-10-05 09:00
2024-10-05 10:00
2024-10-05 11:00
2024-10-05 12:00
2024-10-05 13:00
2024-10-05 14:00
2024-10-05 15:00
2024-10-05 16:00
2024-10-05 17:00
2024-10-05 18:00
2024-10-05 19:00
2024-10-05 20:00
2024-10-05 21:00
2024-10-05 22:00
2024-10-05 23:00
2024-10-06
2024-10-06 01:00
2024-10-06 02:00
2024-10-06 03:00
2024-10-06 04:00
2024-10-06 05:00
2024-10-06 06:00
2024-10-06 07:00
2024-10-06 08:00
2024-10-06 09:00
2024-10-06 10:00
2024-10-06 11:00
2024-10-06 12:00
2024-10-06 13:00
2024-10-06 14:00
2024-10-06 15:00
2024-10-06 16:00
2024-10-06 17:00
2024-10-06 18:00
2024-10-06 19:00
2024-10-06 20:00
2024-10-06 21:00
2024-10-06 22:00
2024-10-06 23:00
2024-10-07
2024-10-07 01:00
2024-10-07 02:00
2024-10-07 03:00
2024-10-07 04:00
2024-10-07 05:00
2024-10-07 06:00
2024-10-07 07:00
2024-10-07 08:00
2024-10-07 09:00
2024-10-07 10:00
2024-10-07 11:00
2024-10-07 12:00
2024-10-07 13:00
2024-10-07 14:00
2024-10-07 15:00
2024-10-07 16:00
2024-10-07 17:00
2024-10-07 18:00
2024-10-07 19:00
2024-10-07 20:00
2024-10-07 21:00
2024-10-07 22:00
2024-10-07 23:00
2024-10-08
2024-10-08 01:00
2024-10-08 02:00
2024-10-08 03:00
2024-10-08 04:00
2024-10-08 05:00
2024-10-08 06:00
2024-10-08 07:00
2024-10-08 08:00
2024-10-08 09:00
2024-10-08 10:00
2024-10-08 11:00
2024-10-08 12:00
2024-10-08 13:00
2024-10-08 14:00
2024-10-08 15:00
2024-10-08 16:00
2024-10-08 17:00
2024-10-08 18:00
2024-10-08 19:00
2024-10-08 20:00
2024-10-08 21:00
2024-10-08 22:00
2024-10-08 23:00
2024-10-09
2024-10-09 01:00
2024-10-09 02:00
2024-10-09 03:00
2024-10-09 04:00
2024-10-09 05:00
2024-10-09 06:00
2024-10-09 07:00
2024-10-09 08:00
2024-10-09 09:00
2024-10-09 10:00
2024-10-09 11:00
2024-10-09 12:00
2024-10-09 13:00
2024-10-09 14:00
2024-10-09 15:00
2024-10-09 16:00
2024-10-09 17:00
2024-10-09 18:00
2024-10-09 19:00
2024-10-09 20:00
2024-10-09 21:00
2024-10-09 22:00
2024-10-09 23:00
2024-10-10
2024-10-10 01:00
2024-10-10 02:00
2024-10-10 03:00
2024-10-10 04:00
2024-10-10 05:00
2024-10-10 06:00
2024-10-10 07:00
2024-10-10 08:00
2024-10-10 09:00
2024-10-10 10:00
2024-10-10 11:00
2024-10-10 12:00
2024-10-10 13:00
2024-10-10 14:00
2024-10-10 15:00
2024-10-10 16:00
2024-10-10 17:00
2024-10-10 18:00
2024-10-10 19:00
2024-10-10 20:00
2024-10-10 21:00
2024-10-10 22:00
2024-10-10 23:00
2024-10-11
2024-10-11 01:00
2024-10-11 02:00
2024-10-11 03:00
2024-10-11 04:00
2024-10-11 05:00
2024-10-11 06:00
2024-10-11 07:00
2024-10-11 08:00
2024-10-11 09:00
2024-10-11 10:00
2024-10-11 11:00
2024-10-11 12:00
2024-10-11 13:00
2024-10-11 14:00
2024-10-11 15:00
2024-10-11 16:00
2024-10-11 17:00
2024-10-11 18:00
2024-10-11 19:00
2024-10-11 20:00
2024-10-11 21:00
2024-10-11 22:00
2024-10-11 23:00
2024-10-12
2024-10-12 01:00
2024-10-12 02:00
2024-10-12 03:00
2024-10-12 04:00
2024-10-12 05:00
2024-10-12 06:00
2024-10-12 07:00
2024-10-12 08:00
2024-10-12 09:00
2024-10-12 10:00
2024-10-12 11:00
2024-10-12 12:00
2024-10-12 13:00
2024-10-12 14:00
2024-10-12 15:00
2024-10-12 16:00
2024-10-12 17:00
2024-10-12 18:00
2024-10-12 19:00
2024-10-12 20:00
2024-10-12 21:00
2024-10-12 22:00
2024-10-12 23:00
2024-10-13
2024-10-13 01:00
2024-10-13 02:00
2024-10-13 03:00
2024-10-13 04:00
2024-10-13 05:00
2024-10-13 06:00
2024-10-13 07:00
2024-10-13 08:00
2024-10-13 09:00
2024-10-13 10:00
2024-10-13 11:00
2024-10-13 12:00
2024-10-13 13:00
2024-10-13 14:00
2024-10-13 15:00
2024-10-13 16:00
2024-10-13 17:00
2024-10-13 18:00
2024-10-13 19:00
2024-10-13 20:00
2024-10-13 21:00
2024-10-13 22:00
2024-10-13 23:00
2024-10-14
2024-10-14 01:00
2024-10-14 02:00
2024-10-14 03:00
2024-10-14 04:00
2024-10-14 05:00
2024-10-14 06:00
2024-10-14 07:00
2024-10-14 08:00
2024-10-14 09:00
2024-10-14 10:00
2024-10-14 11:00
2024-10-14 12:00
2024-10-14 13:00
2024-10-14 14:00
2024-10-14 15:00
2024-10-14 16:00
2024-10-14 17:00
2024-10-14 18:00
2024-10-14 19:00
2024-10-14 20:00
2024-10-14 21:00
2024-10-14 22:00
2024-10-14 23:00
2024-10-15
2024-10-15 01:00
2024-10-15 02:00
2024-10-15 03:00
2024-10-15 04:00
2024-10-15 05:00
2024-10-15 06:00
2024-10-15 07:00
2024-10-15 08:00
2024-10-15 09:00
2024-10-15 10:00
2024-10-15 11:00
2024-10-15 12:00
2024-10-15 13:00
2024-10-15 14:00
2024-10-15 15:00
2024-10-15 16:00
2024-10-15 17:00
2024-10-15 18:00
2024-10-15 19:00
2024-10-15 20:00
2024-10-15 21:00
2024-10-15 22:00
2024-10-15 23:00
2024-10-16
2024-10-16 01:00
2024-10-16 02:00
2024-10-16 03:00
2024-10-16 04:00
2024-10-16 05:00
2024-10-16 06:00
2024-10-16 07:00
2024-10-16 08:00
2024-10-16 09:00
2024-10-16 10:00
2024-10-16 11:00
2024-10-16 12:00
2024-10-16 13:00
2024-10-16 14:00
2024-10-16 15:00
2024-10-16 16:00
2024-10-16 17:00
2024-10-16 18:00
2024-10-16 19:00
2024-10-16 20:00
2024-10-16 21:00
2024-10-16 22:00
2024-10-16 23:00
2024-10-17
2024-10-17 01:00
2024-10-17 02:00
2024-10-17 03:00
2024-10-17 04:00
2024-10-17 05:00
2024-10-17 06:00
2024-10-17 07:00
2024-10-17 08:00
2024-10-17 09:00
2024-10-17 10:00
2024-10-17 11:00
2024-10-17 12:00
2024-10-17 13:00
2024-10-17 14:00
2024-10-17 15:00
2024-10-17 16:00
2024-10-17 17:00
2024-10-17 18:00
2024-10-17 19:00
2024-10-17 20:00
2024-10-17 21:00
2024-10-17 22:00
2024-10-17 23:00
2024-10-18
2024-10-18 01:00
2024-10-18 02:00
2024-10-18 03:00
2024-10-18 04:00
2024-10-18 05:00
2024-10-18 06:00
2024-10-18 07:00
2024-10-18 08:00
2024-10-18 09:00
2024-10-18 10:00
2024-10-18 11:00
2024-10-18 12:00
2024-10-18 13:00
2024-10-18 14:00
2024-10-18 15:00
2024-10-18 16:00
2024-10-18 17:00
2024-10-18 18:00
2024-10-18 19:00
2024-10-18 20:00
2024-10-18 21:00
2024-10-18 22:00
2024-10-18 23:00
2024-10-19
2024-10-19 01:00
2024-10-19 02:00
2024-10-19 03:00
2024-10-19 04:00
2024-10-19 05:00
2024-10-19 06:00
2024-10-19 07:00
2024-10-19 08:00
2024-10-19 09:00
2024-10-19 10:00
2024-10-19 11:00
2024-10-19 12:00
2024-10-19 13:00
2024-10-19 14:00
2024-10-19 15:00
2024-10-19 16:00
2024-10-19 17:00
2024-10-19 18:00
2024-10-19 19:00
2024-10-19 20:00
2024-10-19 21:00
2024-10-19 22:00
2024-10-19 23:00
2024-10-20
2024-10-20 01:00
2024-10-20 02:00
2024-10-20 03:00
2024-10-20 04:00
2024-10-20 05:00
2024-10-20 06:00
2024-10-20 07:00
2024-10-20 08:00
2024-10-20 09:00
2024-10-20 10:00
2024-10-20 11:00
2024-10-20 12:00
2024-10-20 13:00
2024-10-20 14:00
2024-10-20 15:00
2024-10-20 16:00
2024-10-20 17:00
2024-10-20 18:00
2024-10-20 19:00
2024-10-20 20:00
2024-10-20 21:00
2024-10-20 22:00
2024-10-20 23:00
2024-10-21
2024-10-21 01:00
2024-10-21 02:00
2024-10-21 03:00
2024-10-21 04:00
2024-10-21 05:00
2024-10-21 06:00
2024-10-21 07:00
2024-10-21 08:00
2024-10-21 09:00
2024-10-21 10:00
2024-10-21 11:00
2024-10-21 12:00
2024-10-21 13:00
2024-10-21 14:00
2024-10-21 15:00
2024-10-21 16:00
2024-10-21 17:00
2024-10-21 18:00
2024-10-21 19:00
2024-10-21 20:00
2024-10-21 21:00
2024-10-21 22:00
2024-10-21 23:00
2024-10-22
2024-10-22 01:00
2024-10-22 02:00
2024-10-22 03:00
2024-10-22 04:00
2024-10-22 05:00
2024-10-22 06:00
2024-10-22 07:00
2024-10-22 08:00
2024-10-22 09:00
2024-10-22 10:00
2024-10-22 11:00
2024-10-22 12:00
2024-10-22 13:00
2024-10-22 14:00
2024-10-22 15:00
2024-10-22 16:00
2024-10-22 17:00
2024-10-22 18:00
2024-10-22 19:00
2024-10-22 20:00
2024-10-22 21:00
2024-10-22 22:00
2024-10-22 23:00
2024-10-23
2024-10-23 01:00
2024-10-23 02:00
2024-10-23 03:00
2024-10-23 04:00
2024-10-23 05:00
2024-10-23 06:00
2024-10-23 07:00
2024-10-23 08:00
2024-10-23 09:00
2024-10-23 10:00
2024-10-23 11:00
2024-10-23 12:00
2024-10-23 13:00
2024-10-23 14:00
2024-10-23 15:00
2024-10-23 16:00
2024-10-23 17:00
2024-10-23 18:00
2024-10-23 19:00
2024-10-23 20:00
2024-10-23 21:00
2024-10-23 22:00
2024-10-23 23:00
2024-10-24
2024-10-24 01:00
2024-10-24 02:00
2024-10-24 03:00
2024-10-24 04:00
2024-10-24 05:00
2024-10-24 06:00
2024-10-24 07:00
2024-10-24 08:00
2024-10-24 09:00
2024-10-24 10:00
2024-10-24 11:00
2024-10-24 12:00
2024-10-24 13:00
2024-10-24 14:00
2024-10-24 15:00
2024-10-24 16:00
2024-10-24 17:00
2024-10-24 18:00
2024-10-24 19:00
2024-10-24 20:00
2024-10-24 21:00
2024-10-24 22:00
2024-10-24 23:00
2024-10-25
2024-10-25 01:00
2024-10-25 02:00
2024-10-25 03:00
2024-10-25 04:00
2024-10-25 05:00
2024-10-25 06:00
2024-10-25 07:00
2024-10-25 08:00
2024-10-25 09:00
2024-10-25 10:00
2024-10-25 11:00
2024-10-25 12:00
2024-10-25 13:00
2024-10-25 14:00
2024-10-25 15:00
2024-10-25 16:00
2024-10-25 17:00
2024-10-25 18:00
2024-10-25 19:00
2024-10-25 20:00
2024-10-25 21:00
2024-10-25 22:00
2024-10-25 23:00
2024-10-26
2024-10-26 01:00
2024-10-26 02:00
2024-10-26 03:00
2024-10-26 04:00
2024-10-26 05:00
2024-10-26 06:00
2024-10-26 07:00
2024-10-26 08:00
2024-10-26 09:00
2024-10-26 10:00
2024-10-26 11:00
2024-10-26 12:00
2024-10-26 13:00
2024-10-26 14:00
2024-10-26 15:00
2024-10-26 16:00
2024-10-26 17:00
2024-10-26 18:00
2024-10-26 19:00
2024-10-26 20:00
2024-10-26 21:00
2024-10-26 22:00
2024-10-26 23:00
2024-10-27
2024-10-27 01:00
2024-10-27 02:00
2024-10-27 03:00
2024-10-27 04:00
2024-10-27 05:00
2024-10-27 06:00
2024-10-27 07:00
2024-10-27 08:00
2024-10-27 09:00
2024-10-27 10:00
2024-10-27 11:00
2024-10-27 12:00
2024-10-27 13:00
2024-10-27 14:00
2024-10-27 15:00
2024-10-27 16:00
2024-10-27 17:00
2024-10-27 18:00
2024-10-27 19:00
2024-10-27 20:00
2024-10-27 21:00
2024-10-27 22:00
2024-10-27 23:00
2024-10-28
2024-10-28 01:00
2024-10-28 02:00
2024-10-28 03:00
2024-10-28 04:00
2024-10-28 05:00
2024-10-28 06:00
2024-10-28 07:00
2024-10-28 08:00
2024-10-28 09:00
2024-10-28 10:00
2024-10-28 11:00
2024-10-28 12:00
2024-10-28 13:00
2024-10-28 14:00
2024-10-28 15:00
2024-10-28 16:00
2024-10-28 17:00
2024-10-28 18:00
2024-10-28 19:00
2024-10-28 20:00
2024-10-28 21:00
2024-10-28 22:00
2024-10-28 23:00
2024-10-29
2024-10-29 01:00
2024-10-29 02:00
2024-10-29 03:00
2024-10-29 04:00
2024-10-29 05:00
2024-10-29 06:00
2024-10-29 07:00
2024-10-29 08:00
2024-10-29 09:00
2024-10-29 10:00
2024-10-29 11:00
2024-10-29 12:00
2024-10-29 13:00
2024-10-29 14:00
2024-10-29 15:00
2024-10-29 16:00
2024-10-29 17:00
2024-10-29 18:00
2024-10-29 19:00
2024-10-29 20:00
2024-10-29 21:00
2024-10-29 22:00
2024-10-29 23:00
2024-10-30
2024-10-30 01:00
2024-10-30 02:00
2024-10-30 03:00
2024-10-30 04:00
2024-10-30 05:00
2024-10-30 06:00
2024-10-30 07:00
2024-10-30 08:00
2024-10-30 09:00
2024-10-30 10:00
2024-10-30 11:00
2024-10-30 12:00
2024-10-30 13:00
2024-10-30 14:00
2024-10-30 15:00
2024-10-30 16:00
2024-10-30 17:00
2024-10-30 18:00
2024-10-30 19:00
2024-10-30 20:00
2024-10-30 21:00
2024-10-30 22:00
2024-10-30 23:00
2024-10-31
2024-10-31 01:00
2024-10-31 02:00
2024-10-31 03:00
2024-10-31 04:00
2024-10-31 05:00
2024-10-31 06:00
2024-10-31 07:00
2024-10-31 08:00
2024-10-31 09:00
2024-10-31 10:00
2024-10-31 11:00
2024-10-31 12:00
2024-10-31 13:00
2024-10-31 14:00
2024-10-31 15:00
2024-10-31 16:00
2024-10-31 17:00
2024-10-31 18:00
2024-10-31 19:00
2024-10-31 20:00
2024-10-31 21:00
2024-10-31 22:00
2024-10-31 23:00
2024-11-01
2024-11-01 01:00
2024-11-01 02:00
2024-11-01 03:00
2024-11-01 04:00
2024-11-01 05:00
2024-11-01 06:00
2024-11-01 07:00
2024-11-01 08:00
2024-11-01 09:00
2024-11-01 10:00
2024-11-01 11:00
2024-11-01 12:00
2024-11-01 13:00
2024-11-01 14:00
2024-11-01 15:00
2024-11-01 16:00
2024-11-01 17:00
2024-11-01 18:00
2024-11-01 19:00
2024-11-01 20:00
2024-11-01 21:00
2024-11-01 22:00
2024-11-01 23:00
2024-11-02
2024-11-02 01:00
2024-11-02 02:00
2024-11-02 03:00
2024-11-02 04:00
2024-11-02 05:00
2024-11-02 06:00
2024-11-02 07:00
2024-11-02 08:00
2024-11-02 09:00
2024-11-02 10:00
2024-11-02 11:00
2024-11-02 12:00
2024-11-02 13:00
2024-11-02 14:00
2024-11-02 15:00
2024-11-02 16:00
2024-11-02 17:00
2024-11-02 18:00
2024-11-02 19:00
2024-11-02 20:00
2024-11-02 21:00
2024-11-02 22:00
2024-11-02 23:00
2024-11-03
2024-11-03 01:00
2024-11-03 02:00
2024-11-03 03:00
2024-11-03 04:00
2024-11-03 05:00
2024-11-03 06:00
2024-11-03 07:00
2024-11-03 08:00
2024-11-03 09:00
2024-11-03 10:00
2024-11-03 11:00
2024-11-03 12:00
2024-11-03 13:00
2024-11-03 14:00
2024-11-03 15:00
2024-11-03 16:00
2024-11-03 17:00
2024-11-03 18:00
2024-11-03 19:00
2024-11-03 20:00
2024-11-03 21:00
2024-11-03 22:00
2024-11-03 23:00
2024-11-04
2024-11-04 01:00
2024-11-04 02:00
2024-11-04 03:00
2024-11-04 04:00
2024-11-04 05:00
2024-11-04 06:00
2024-11-04 07:00
2024-11-04 08:00
2024-11-04 09:00
2024-11-04 10:00
2024-11-04 11:00
2024-11-04 12:00
2024-11-04 13:00
2024-11-04 14:00
2024-11-04 15:00
2024-11-04 16:00
2024-11-04 17:00
2024-11-04 18:00
2024-11-04 19:00
2024-11-04 20:00
2024-11-04 21:00
2024-11-04 22:00
2024-11-04 23:00
2024-11-05
2024-11-05 01:00
2024-11-05 02:00
2024-11-05 03:00
2024-11-05 04:00
2024-11-05 05:00
2024-11-05 06:00
2024-11-05 07:00
2024-11-05 08:00
2024-11-05 09:00
2024-11-05 10:00
2024-11-05 11:00
2024-11-05 12:00
2024-11-05 13:00
2024-11-05 14:00
2024-11-05 15:00
2024-11-05 16:00
2024-11-05 17:00
2024-11-05 18:00
2024-11-05 19:00
2024-11-05 20:00
2024-11-05 21:00
2024-11-05 22:00
2024-11-05 23:00
2024-11-06
2024-11-06 01:00
2024-11-06 02:00
2024-11-06 03:00
2024-11-06 04:00
2024-11-06 05:00
2024-11-06 06:00
2024-11-06 07:00
2024-11-06 08:00
2024-11-06 09:00
2024-11-06 10:00
2024-11-06 11:00
2024-11-06 12:00
2024-11-06 13:00
2024-11-06 14:00
2024-11-06 15:00
2024-11-06 16:00
2024-11-06 17:00
2024-11-06 18:00
2024-11-06 19:00
2024-11-06 20:00
2024-11-06 21:00
2024-11-06 22:00
2024-11-06 23:00
2024-11-07
2024-11-07 01:00
2024-11-07 02:00
2024-11-07 03:00
2024-11-07 04:00
2024-11-07 05:00
2024-11-07 06:00
2024-11-07 07:00
2024-11-07 08:00
2024-11-07 09:00
2024-11-07 10:00
2024-11-07 11:00
2024-11-07 12:00
2024-11-07 13:00
2024-11-07 14:00
2024-11-07 15:00
2024-11-07 16:00
2024-11-07 17:00
2024-11-07 18:00
2024-11-07 19:00
2024-11-07 20:00
2024-11-07 21:00
2024-11-07 22:00
2024-11-07 23:00
2024-11-08
2024-11-08 01:00
2024-11-08 02:00
2024-11-08 03:00
2024-11-08 04:00
2024-11-08 05:00
2024-11-08 06:00
2024-11-08 07:00
2024-11-08 08:00
2024-11-08 09:00
2024-11-08 10:00
2024-11-08 11:00
2024-11-08 12:00
2024-11-08 13:00
2024-11-08 14:00
2024-11-08 15:00
2024-11-08 16:00
2024-11-08 17:00
2024-11-08 18:00
2024-11-08 19:00
2024-11-08 20:00
2024-11-08 21:00
2024-11-08 22:00
2024-11-08 23:00
2024-11-09
2024-11-09 01:00
2024-11-09 02:00
2024-11-09 03:00
2024-11-09 04:00
2024-11-09 05:00
2024-11-09 06:00
2024-11-09 07:00
2024-11-09 08:00
2024-11-09 09:00
2024-11-09 10:00
2024-11-09 11:00
2024-11-09 12:00
2024-11-09 13:00
2024-11-09 14:00
2024-11-09 15:00
2024-11-09 16:00
2024-11-09 17:00
2024-11-09 18:00
2024-11-09 19:00
2024-11-09 20:00
2024-11-09 21:00
2024-11-09 22:00
2024-11-09 23:00
2024-11-10
2024-11-10 01:00
2024-11-10 02:00
2024-11-10 03:00
2024-11-10 04:00
2024-11-10 05:00
2024-11-10 06:00
2024-11-10 07:00
2024-11-10 08:00
2024-11-10 09:00
2024-11-10 10:00
2024-11-10 11:00
2024-11-10 12:00
2024-11-10 13:00
2024-11-10 14:00
2024-11-10 15:00
2024-11-10 16:00
2024-11-10 17:00
2024-11-10 18:00
2024-11-10 19:00
2024-11-10 20:00
2024-11-10 21:00
2024-11-10 22:00
2024-11-10 23:00
2024-11-11
2024-11-11 01:00
2024-11-11 02:00
2024-11-11 03:00
2024-11-11 04:00
2024-11-11 05:00
2024-11-11 06:00
2024-11-11 07:00
2024-11-11 08:00
2024-11-11 09:00
2024-11-11 10:00
2024-11-11 11:00
2024-11-11 12:00
2024-11-11 13:00
2024-11-11 14:00
2024-11-11 15:00
2024-11-11 16:00
2024-11-11 17:00
2024-11-11 18:00
2024-11-11 19:00
2024-11-11 20:00
2024-11-11 21:00
2024-11-11 22:00
2024-11-11 23:00
2024-11-12
2024-11-12 01:00
2024-11-12 02:00
2024-11-12 03:00
2024-11-12 04:00
2024-11-12 05:00
2024-11-12 06:00
2024-11-12 07:00
2024-11-12 08:00
2024-11-12 09:00
2024-11-12 10:00
2024-11-12 11:00
2024-11-12 12:00
2024-11-12 13:00
2024-11-12 14:00
2024-11-12 15:00
2024-11-12 16:00
2024-11-12 17:00
2024-11-12 18:00
2024-11-12 19:00
2024-11-12 20:00
2024-11-12 21:00
2024-11-12 22:00
2024-11-12 23:00
2024-11-13
2024-11-13 01:00
2024-11-13 02:00
2024-11-13 03:00
2024-11-13 04:00
2024-11-13 05:00
2024-11-13 06:00
2024-11-13 07:00
2024-11-13 08:00
2024-11-13 09:00
2024-11-13 10:00
2024-11-13 11:00
2024-11-13 12:00
2024-11-13 13:00
2024-11-13 14:00
2024-11-13 15:00
2024-11-13 16:00
2024-11-13 17:00
2024-11-13 18:00
2024-11-13 19:00
2024-11-13 20:00
2024-11-13 21:00
2024-11-13 22:00
2024-11-13 23:00
2024-11-14
2024-11-14 01:00
2024-11-14 02:00
2024-11-14 03:00
2024-11-14 04:00
2024-11-14 05:00
2024-11-14 06:00
2024-11-14 07:00
2024-11-14 08:00
2024-11-14 09:00
2024-11-14 10:00
2024-11-14 11:00
2024-11-14 12:00
2024-11-14 13:00
2024-11-14 14:00
2024-11-14 15:00
2024-11-14 16:00
2024-11-14 17:00
2024-11-14 18:00
2024-11-14 19:00
2024-11-14 20:00
2024-11-14 21:00
2024-11-14 22:00
2024-11-14 23:00
2024-11-15
2024-11-15 01:00
2024-11-15 02:00
2024-11-15 03:00
2024-11-15 04:00
2024-11-15 05:00
2024-11-15 06:00
2024-11-15 07:00
2024-11-15 08:00
2024-11-15 09:00
2024-11-15 10:00
2024-11-15 11:00
2024-11-15 12:00
2024-11-15 13:00
2024-11-15 14:00
2024-11-15 15:00
2024-11-15 16:00
2024-11-15 17:00
2024-11-15 18:00
2024-11-15 19:00
2024-11-15 20:00
2024-11-15 21:00
2024-11-15 22:00
2024-11-15 23:00
2024-11-16
2024-11-16 01:00
2024-11-16 02:00
2024-11-16 03:00
2024-11-16 04:00
2024-11-16 05:00
2024-11-16 06:00
2024-11-16 07:00
2024-11-16 08:00
2024-11-16 09:00
2024-11-16 10:00
2024-11-16 11:00
2024-11-16 12:00
2024-11-16 13:00
2024-11-16 14:00
2024-11-16 15:00
2024-11-16 16:00
2024-11-16 17:00
2024-11-16 18:00
2024-11-16 19:00
2024-11-16 20:00
2024-11-16 21:00
2024-11-16 22:00
2024-11-16 23:00
2024-11-17
2024-11-17 01:00
2024-11-17 02:00
2024-11-17 03:00
2024-11-17 04:00
2024-11-17 05:00
2024-11-17 06:00
2024-11-17 07:00
2024-11-17 08:00
2024-11-17 09:00
2024-11-17 10:00
2024-11-17 11:00
2024-11-17 12:00
2024-11-17 13:00
2024-11-17 14:00
2024-11-17 15:00
2024-11-17 16:00
2024-11-17 17:00
2024-11-17 18:00
2024-11-17 19:00
2024-11-17 20:00
2024-11-17 21:00
2024-11-17 22:00
2024-11-17 23:00
2024-11-18
2024-11-18 01:00
2024-11-18 02:00
2024-11-18 03:00
2024-11-18 04:00
2024-11-18 05:00
2024-11-18 06:00
2024-11-18 07:00
2024-11-18 08:00
2024-11-18 09:00
2024-11-18 10:00
2024-11-18 11:00
2024-11-18 12:00
2024-11-18 13:00
2024-11-18 14:00
2024-11-18 15:00
2024-11-18 16:00
2024-11-18 17:00
2024-11-18 18:00
2024-11-18 19:00
2024-11-18 20:00
2024-11-18 21:00
2024-11-18 22:00
2024-11-18 23:00
2024-11-19
2024-11-19 01:00
2024-11-19 02:00
2024-11-19 03:00
2024-11-19 04:00
2024-11-19 05:00
2024-11-19 06:00
2024-11-19 07:00
2024-11-19 08:00
2024-11-19 09:00
2024-11-19 10:00
2024-11-19 11:00
2024-11-19 12:00
2024-11-19 13:00
2024-11-19 14:00
2024-11-19 15:00
2024-11-19 16:00
2024-11-19 17:00
2024-11-19 18:00
2024-11-19 19:00
2024-11-19 20:00
2024-11-19 21:00
2024-11-19 22:00
2024-11-19 23:00
2024-11-20
2024-11-20 01:00
2024-11-20 02:00
2024-11-20 03:00
2024-11-20 04:00
2024-11-20 05:00
2024-11-20 06:00
2024-11-20 07:00
2024-11-20 08:00
2024-11-20 09:00
2024-11-20 10:00
2024-11-20 11:00
2024-11-20 12:00
2024-11-20 13:00
2024-11-20 14:00
2024-11-20 15:00
2024-11-20 16:00
2024-11-20 17:00
2024-11-20 18:00
2024-11-20 19:00
2024-11-20 20:00
2024-11-20 21:00
2024-11-20 22:00
2024-11-20 23:00
2024-11-21
2024-11-21 01:00
2024-11-21 02:00
2024-11-21 03:00
2024-11-21 04:00
2024-11-21 05:00
2024-11-21 06:00
2024-11-21 07:00
2024-11-21 08:00
2024-11-21 09:00
2024-11-21 10:00
2024-11-21 11:00
2024-11-21 12:00
2024-11-21 13:00
2024-11-21 14:00
2024-11-21 15:00
2024-11-21 16:00
2024-11-21 17:00
2024-11-21 18:00
2024-11-21 19:00
2024-11-21 20:00
2024-11-21 21:00
2024-11-21 22:00
2024-11-21 23:00
2024-11-22
2024-11-22 01:00
2024-11-22 02:00
2024-11-22 03:00
2024-11-22 04:00
2024-11-22 05:00
2024-11-22 06:00
2024-11-22 07:00
2024-11-22 08:00
2024-11-22 09:00
2024-11-22 10:00
2024-11-22 11:00
2024-11-22 12:00
2024-11-22 13:00
2024-11-22 14:00
2024-11-22 15:00
2024-11-22 16:00
2024-11-22 17:00
2024-11-22 18:00
2024-11-22 19:00
2024-11-22 20:00
2024-11-22 21:00
2024-11-22 22:00
2024-11-22 23:00
2024-11-23
2024-11-23 01:00
2024-11-23 02:00
2024-11-23 03:00
2024-11-23 04:00
2024-11-23 05:00
2024-11-23 06:00
2024-11-23 07:00
2024-11-23 08:00
2024-11-23 09:00
2024-11-23 10:00
2024-11-23 11:00
2024-11-23 12:00
2024-11-23 13:00
2024-11-23 14:00
2024-11-23 15:00
2024-11-23 16:00
2024-11-23 17:00
2024-11-23 18:00
2024-11-23 19:00
2024-11-23 20:00
2024-11-23 21:00
2024-11-23 22:00
2024-11-23 23:00
2024-11-24
2024-11-24 01:00
2024-11-24 02:00
2024-11-24 03:00
2024-11-24 04:00
2024-11-24 05:00
2024-11-24 06:00
2024-11-24 07:00
2024-11-24 08:00
2024-11-24 09:00
2024-11-24 10:00
2024-11-24 11:00
2024-11-24 12:00
2024-11-24 13:00
2024-11-24 14:00
2024-11-24 15:00
2024-11-24 16:00
2024-11-24 17:00
2024-11-24 18:00
2024-11-24 19:00
2024-11-24 20:00
2024-11-24 21:00
2024-11-24 22:00
2024-11-24 23:00
2024-11-25
2024-11-25 01:00
2024-11-25 02:00
2024-11-25 03:00
2024-11-25 04:00
2024-11-25 05:00
2024-11-25 06:00
2024-11-25 07:00
2024-11-25 08:00
2024-11-25 09:00
2024-11-25 10:00
2024-11-25 11:00
2024-11-25 12:00
2024-11-25 13:00
2024-11-25 14:00
2024-11-25 15:00
2024-11-25 16:00
2024-11-25 17:00
2024-11-25 18:00
2024-11-25 19:00
2024-11-25 20:00
2024-11-25 21:00
2024-11-25 22:00
2024-11-25 23:00
2024-11-26
2024-11-26 01:00
2024-11-26 02:00
2024-11-26 03:00
2024-11-26 04:00
2024-11-26 05:00
2024-11-26 06:00
2024-11-26 07:00
2024-11-26 08:00
2024-11-26 09:00
2024-11-26 10:00
2024-11-26 11:00
2024-11-26 12:00
2024-11-26 13:00
2024-11-26 14:00
2024-11-26 15:00
2024-11-26 16:00
2024-11-26 17:00
2024-11-26 18:00
2024-11-26 19:00
2024-11-26 20:00
2024-11-26 21:00
2024-11-26 22:00
2024-11-26 23:00
2024-11-27
2024-11-27 01:00
2024-11-27 02:00
2024-11-27 03:00
2024-11-27 04:00
2024-11-27 05:00
2024-11-27 06:00
2024-11-27 07:00
2024-11-27 08:00
2024-11-27 09:00
2024-11-27 10:00
2024-11-27 11:00
2024-11-27 12:00
2024-11-27 13:00
2024-11-27 14:00
2024-11-27 15:00
2024-11-27 16:00
2024-11-27 17:00
2024-11-27 18:00
2024-11-27 19:00
2024-11-27 20:00
2024-11-27 21:00
2024-11-27 22:00
2024-11-27 23:00
2024-11-28
2024-11-28 01:00
2024-11-28 02:00
2024-11-28 03:00
2024-11-28 04:00
2024-11-28 05:00
2024-11-28 06:00
2024-11-28 07:00
2024-11-28 08:00
2024-11-28 09:00
2024-11-28 10:00
2024-11-28 11:00
2024-11-28 12:00
2024-11-28 13:00
2024-11-28 14:00
2024-11-28 15:00
2024-11-28 16:00
2024-11-28 17:00
2024-11-28 18:00
2024-11-28 19:00
2024-11-28 20:00
2024-11-28 21:00
2024-11-28 22:00
2024-11-28 23:00
2024-11-29
2024-11-29 01:00
2024-11-29 02:00
2024-11-29 03:00
2024-11-29 04:00
2024-11-29 05:00
2024-11-29 06:00
2024-11-29 07:00
2024-11-29 08:00
2024-11-29 09:00
2024-11-29 10:00
2024-11-29 11:00
2024-11-29 12:00
2024-11-29 13:00
2024-11-29 14:00
2024-11-29 15:00
2024-11-29 16:00
2024-11-29 17:00
2024-11-29 18:00
2024-11-29 19:00
2024-11-29 20:00
2024-11-29 21:00
2024-11-29 22:00
2024-11-29 23:00
2024-11-30
2024-11-30 01:00
2024-11-30 02:00
2024-11-30 03:00
2024-11-30 04:00
2024-11-30 05:00
2024-11-30 06:00
2024-11-30 07:00
2024-11-30 08:00
2024-11-30 09:00
2024-11-30 10:00
2024-11-30 11:00
2024-11-30 12:00
2024-11-30 13:00
2024-11-30 14:00
2024-11-30 15:00
2024-11-30 16:00
2024-11-30 17:00
2024-11-30 18:00
2024-11-30 19:00
2024-11-30 20:00
2024-11-30 21:00
2024-11-30 22:00
2024-11-30 23:00
2024-12-01
2024-12-01 01:00
2024-12-01 02:00
2024-12-01 03:00
2024-12-01 04:00
2024-12-01 05:00
2024-12-01 06:00
2024-12-01 07:00
2024-12-01 08:00
2024-12-01 09:00
2024-12-01 10:00
2024-12-01 11:00
2024-12-01 12:00
2024-12-01 13:00
2024-12-01 14:00
2024-12-01 15:00
2024-12-01 16:00
2024-12-01 17:00
2024-12-01 18:00
2024-12-01 19:00
2024-12-01 20:00
2024-12-01 21:00
2024-12-01 22:00
2024-12-01 23:00
2024-12-02
2024-12-02 01:00
2024-12-02 02:00
2024-12-02 03:00
2024-12-02 04:00
2024-12-02 05:00
2024-12-02 06:00
2024-12-02 07:00
2024-12-02 08:00
2024-12-02 09:00
2024-12-02 10:00
2024-12-02 11:00
2024-12-02 12:00
2024-12-02 13:00
2024-12-02 14:00
2024-12-02 15:00
2024-12-02 16:00
2024-12-02 17:00
2024-12-02 18:00
2024-12-02 19:00
2024-12-02 20:00
2024-12-02 21:00
2024-12-02 22:00
2024-12-02 23:00
2024-12-03
2024-12-03 01:00
2024-12-03 02:00
2024-12-03 03:00
2024-12-03 04:00
2024-12-03 05:00
2024-12-03 06:00
2024-12-03 07:00
2024-12-03 08:00
2024-12-03 09:00
2024-12-03 10:00
2024-12-03 11:00
2024-12-03 12:00
2024-12-03 13:00
2024-12-03 14:00
2024-12-03 15:00
2024-12-03 16:00
2024-12-03 17:00
2024-12-03 18:00
2024-12-03 19:00
2024-12-03 20:00
2024-12-03 21:00
2024-12-03 22:00
2024-12-03 23:00
2024-12-04
2024-12-04 01:00
2024-12-04 02:00
2024-12-04 03:00
2024-12-04 04:00
2024-12-04 05:00
2024-12-04 06:00
2024-12-04 07:00
2024-12-04 08:00
2024-12-04 09:00
2024-12-04 10:00
2024-12-04 11:00
2024-12-04 12:00
2024-12-04 13:00
2024-12-04 14:00
2024-12-04 15:00
2024-12-04 16:00
2024-12-04 17:00
2024-12-04 18:00
2024-12-04 19:00
2024-12-04 20:00
2024-12-04 21:00
2024-12-04 22:00
2024-12-04 23:00
2024-12-05
2024-12-05 01:00
2024-12-05 02:00
2024-12-05 03:00
2024-12-05 04:00
2024-12-05 05:00
2024-12-05 06:00
2024-12-05 07:00
2024-12-05 08:00
2024-12-05 09:00
2024-12-05 10:00
2024-12-05 11:00
2024-12-05 12:00
2024-12-05 13:00
2024-12-05 14:00
2024-12-05 15:00
2024-12-05 16:00
2024-12-05 17:00
2024-12-05 18:00
2024-12-05 19:00
2024-12-05 20:00
2024-12-05 21:00
2024-12-05 22:00
2024-12-05 23:00
2024-12-06
2024-12-06 01:00
2024-12-06 02:00
2024-12-06 03:00
2024-12-06 04:00
2024-12-06 05:00
2024-12-06 06:00
2024-12-06 07:00
2024-12-06 08:00
2024-12-06 09:00
2024-12-06 10:00
2024-12-06 11:00
2024-12-06 12:00
2024-12-06 13:00
2024-12-06 14:00
2024-12-06 15:00
2024-12-06 16:00
2024-12-06 17:00
2024-12-06 18:00
2024-12-06 19:00
2024-12-06 20:00
2024-12-06 21:00
2024-12-06 22:00
2024-12-06 23:00
2024-12-07
2024-12-07 01:00
2024-12-07 02:00
2024-12-07 03:00
2024-12-07 04:00
2024-12-07 05:00
2024-12-07 06:00
2024-12-07 07:00
2024-12-07 08:00
2024-12-07 09:00
2024-12-07 10:00
2024-12-07 11:00
2024-12-07 12:00
2024-12-07 13:00
2024-12-07 14:00
2024-12-07 15:00
2024-12-07 16:00
2024-12-07 17:00
2024-12-07 18:00
2024-12-07 19:00
2024-12-07 20:00
2024-12-07 21:00
2024-12-07 22:00
2024-12-07 23:00
2024-12-08
2024-12-08 01:00
2024-12-08 02:00
2024-12-08 03:00
2024-12-08 04:00
2024-12-08 05:00
2024-12-08 06:00
2024-12-08 07:00
2024-12-08 08:00
2024-12-08 09:00
2024-12-08 10:00
2024-12-08 11:00
2024-12-08 12:00
2024-12-08 13:00
2024-12-08 14:00
2024-12-08 15:00
2024-12-08 16:00
2024-12-08 17:00
2024-12-08 18:00
2024-12-08 19:00
2024-12-08 20:00
2024-12-08 21:00
2024-12-08 22:00
2024-12-08 23:00
2024-12-09
2024-12-09 01:00
2024-12-09 02:00
2024-12-09 03:00
2024-12-09 04:00
2024-12-09 05:00
2024-12-09 06:00
2024-12-09 07:00
2024-12-09 08:00
2024-12-09 09:00
2024-12-09 10:00
2024-12-09 11:00
2024-12-09 12:00
2024-12-09 13:00
2024-12-09 14:00
2024-12-09 15:00
2024-12-09 16:00
2024-12-09 17:00
2024-12-09 18:00
2024-12-09 19:00
2024-12-09 20:00
2024-12-09 21:00
2024-12-09 22:00
2024-12-09 23:00
2024-12-10
2024-12-10 01:00
2024-12-10 02:00
2024-12-10 03:00
2024-12-10 04:00
2024-12-10 05:00
2024-12-10 06:00
2024-12-10 07:00
2024-12-10 08:00
2024-12-10 09:00
2024-12-10 10:00
2024-12-10 11:00
2024-12-10 12:00
2024-12-10 13:00
2024-12-10 14:00
2024-12-10 15:00
2024-12-10 16:00
2024-12-10 17:00
2024-12-10 18:00
2024-12-10 19:00
2024-12-10 20:00
2024-12-10 21:00
2024-12-10 22:00
2024-12-10 23:00
2024-12-11
2024-12-11 01:00
2024-12-11 02:00
2024-12-11 03:00
2024-12-11 04:00
2024-12-11 05:00
2024-12-11 06:00
2024-12-11 07:00
2024-12-11 08:00
2024-12-11 09:00
2024-12-11 10:00
2024-12-11 11:00
2024-12-11 12:00
2024-12-11 13:00
2024-12-11 14:00
2024-12-11 15:00
2024-12-11 16:00
2024-12-11 17:00
2024-12-11 18:00
2024-12-11 19:00
2024-12-11 20:00
2024-12-11 21:00
2024-12-11 22:00
2024-12-11 23:00
2024-12-12
2024-12-12 01:00
2024-12-12 02:00
2024-12-12 03:00
2024-12-12 04:00
2024-12-12 05:00
2024-12-12 06:00
2024-12-12 07:00
2024-12-12 08:00
2024-12-12 09:00
2024-12-12 10:00
2024-12-12 11:00
2024-12-12 12:00
2024-12-12 13:00
2024-12-12 14:00
2024-12-12 15:00
2024-12-12 16:00
2024-12-12 17:00
2024-12-12 18:00
2024-12-12 19:00
2024-12-12 20:00
2024-12-12 21:00
2024-12-12 22:00
2024-12-12 23:00
2024-12-13
2024-12-13 01:00
2024-12-13 02:00
2024-12-13 03:00
2024-12-13 04:00
2024-12-13 05:00
2024-12-13 06:00
2024-12-13 07:00
2024-12-13 08:00
2024-12-13 09:00
2024-12-13 10:00
2024-12-13 11:00
2024-12-13 12:00
2024-12-13 13:00
2024-12-13 14:00
2024-12-13 15:00
2024-12-13 16:00
2024-12-13 17:00
2024-12-13 18:00
2024-12-13 19:00
2024-12-13 20:00
2024-12-13 21:00
2024-12-13 22:00
2024-12-13 23:00
2024-12-14
2024-12-14 01:00
2024-12-14 02:00
2024-12-14 03:00
2024-12-14 04:00
2024-12-14 05:00
2024-12-14 06:00
2024-12-14 07:00
2024-12-14 08:00
2024-12-14 09:00
2024-12-14 10:00
2024-12-14 11:00
2024-12-14 12:00
2024-12-14 13:00
2024-12-14 14:00
2024-12-14 15:00
2024-12-14 16:00
2024-12-14 17:00
2024-12-14 18:00
2024-12-14 19:00
2024-12-14 20:00
2024-12-14 21:00
2024-12-14 22:00
2024-12-14 23:00
2024-12-15
2024-12-15 01:00
2024-12-15 02:00
2024-12-15 03:00
2024-12-15 04:00
2024-12-15 05:00
2024-12-15 06:00
2024-12-15 07:00
2024-12-15 08:00
2024-12-15 09:00
2024-12-15 10:00
2024-12-15 11:00
2024-12-15 12:00
2024-12-15 13:00
2024-12-15 14:00
2024-12-15 15:00
2024-12-15 16:00
2024-12-15 17:00
2024-12-15 18:00
2024-12-15 19:00
2024-12-15 20:00
2024-12-15 21:00
2024-12-15 22:00
2024-12-15 23:00
2024-12-16
2024-12-16 01:00
2024-12-16 02:00
2024-12-16 03:00
2024-12-16 04:00
2024-12-16 05:00
2024-12-16 06:00
2024-12-16 07:00
2024-12-16 08:00
2024-12-16 09:00
2024-12-16 10:00
2024-12-16 11:00
2024-12-16 12:00
2024-12-16 13:00
2024-12-16 14:00
2024-12-16 15:00
2024-12-16 16:00
2024-12-16 17:00
2024-12-16 18:00
2024-12-16 19:00
2024-12-16 20:00
2024-12-16 21:00
2024-12-16 22:00
2024-12-16 23:00
2024-12-17
2024-12-17 01:00
2024-12-17 02:00
2024-12-17 03:00
2024-12-17 04:00
2024-12-17 05:00
2024-12-17 06:00
2024-12-17 07:00
2024-12-17 08:00
2024-12-17 09:00
2024-12-17 10:00
2024-12-17 11:00
2024-12-17 12:00
2024-12-17 13:00
2024-12-17 14:00
2024-12-17 15:00
2024-12-17 16:00
2024-12-17 17:00
2024-12-17 18:00
2024-12-17 19:00
2024-12-17 20:00
2024-12-17 21:00
2024-12-17 22:00
2024-12-17 23:00
2024-12-18
2024-12-18 01:00
2024-12-18 02:00
2024-12-18 03:00
2024-12-18 04:00
2024-12-18 05:00
2024-12-18 06:00
2024-12-18 07:00
2024-12-18 08:00
2024-12-18 09:00
2024-12-18 10:00
2024-12-18 11:00
2024-12-18 12:00
2024-12-18 13:00
2024-12-18 14:00
2024-12-18 15:00
2024-12-18 16:00
2024-12-18 17:00
2024-12-18 18:00
2024-12-18 19:00
2024-12-18 20:00
2024-12-18 21:00
2024-12-18 22:00
2024-12-18 23:00
2024-12-19
2024-12-19 01:00
2024-12-19 02:00
2024-12-19 03:00
2024-12-19 04:00
2024-12-19 05:00
2024-12-19 06:00
2024-12-19 07:00
2024-12-19 08:00
2024-12-19 09:00
2024-12-19 10:00
2024-12-19 11:00
2024-12-19 12:00
2024-12-19 13:00
2024-12-19 14:00
2024-12-19 15:00
2024-12-19 16:00
2024-12-19 17:00
2024-12-19 18:00
2024-12-19 19:00
2024-12-19 20:00
2024-12-19 21:00
2024-12-19 22:00
2024-12-19 23:00
2024-12-20
2024-12-20 01:00
2024-12-20 02:00
2024-12-20 03:00
2024-12-20 04:00
2024-12-20 05:00
2024-12-20 06:00
2024-12-20 07:00
2024-12-20 08:00
2024-12-20 09:00
2024-12-20 10:00
2024-12-20 11:00
2024-12-20 12:00
2024-12-20 13:00
2024-12-20 14:00
2024-12-20 15:00
2024-12-20 16:00
2024-12-20 17:00
2024-12-20 18:00
2024-12-20 19:00
2024-12-20 20:00
2024-12-20 21:00
2024-12-20 22:00
2024-12-20 23:00
2024-12-21
2024-12-21 01:00
2024-12-21 02:00
2024-12-21 03:00
2024-12-21 04:00
2024-12-21 05:00
2024-12-21 06:00
2024-12-21 07:00
2024-12-21 08:00
2024-12-21 09:00
2024-12-21 10:00
2024-12-21 11:00
2024-12-21 12:00
2024-12-21 13:00
2024-12-21 14:00
2024-12-21 15:00
2024-12-21 16:00
2024-12-21 17:00
2024-12-21 18:00
2024-12-21 19:00
2024-12-21 20:00
2024-12-21 21:00
2024-12-21 22:00
2024-12-21 23:00
2024-12-22
2024-12-22 01:00
2024-12-22 02:00
2024-12-22 03:00
2024-12-22 04:00
2024-12-22 05:00
2024-12-22 06:00
2024-12-22 07:00
2024-12-22 08:00
2024-12-22 09:00
2024-12-22 10:00
2024-12-22 11:00
2024-12-22 12:00
2024-12-22 13:00
2024-12-22 14:00
2024-12-22 15:00
2024-12-22 16:00
2024-12-22 17:00
2024-12-22 18:00
2024-12-22 19:00
2024-12-22 20:00
2024-12-22 21:00
2024-12-22 22:00
2024-12-22 23:00
2024-12-23
2024-12-23 01:00
2024-12-23 02:00
2024-12-23 03:00
2024-12-23 04:00
2024-12-23 05:00
2024-12-23 06:00
2024-12-23 07:00
2024-12-23 08:00
2024-12-23 09:00
2024-12-23 10:00
2024-12-23 11:00
2024-12-23 12:00
2024-12-23 13:00
2024-12-23 14:00
2024-12-23 15:00
2024-12-23 16:00
2024-12-23 17:00
2024-12-23 18:00
2024-12-23 19:00
2024-12-23 20:00
2024-12-23 21:00
2024-12-23 22:00
2024-12-23 23:00
2024-12-24
2024-12-24 01:00
2024-12-24 02:00
2024-12-24 03:00
2024-12-24 04:00
2024-12-24 05:00
2024-12-24 06:00
2024-12-24 07:00
2024-12-24 08:00
2024-12-24 09:00
2024-12-24 10:00
2024-12-24 11:00
2024-12-24 12:00
2024-12-24 13:00
2024-12-24 14:00
2024-12-24 15:00
2024-12-24 16:00
2024-12-24 17:00
2024-12-24 18:00
2024-12-24 19:00
2024-12-24 20:00
2024-12-24 21:00
2024-12-24 22:00
2024-12-24 23:00
2024-12-25
2024-12-25 01:00
2024-12-25 02:00
2024-12-25 03:00
2024-12-25 04:00
2024-12-25 05:00
2024-12-25 06:00
2024-12-25 07:00
2024-12-25 08:00
2024-12-25 09:00
2024-12-25 10:00
2024-12-25 11:00
2024-12-25 12:00
2024-12-25 13:00
2024-12-25 14:00
2024-12-25 15:00
2024-12-25 16:00
2024-12-25 17:00
2024-12-25 18:00
2024-12-25 19:00
2024-12-25 20:00
2024-12-25 21:00
2024-12-25 22:00
2024-12-25 23:00
2024-12-26
2024-12-26 01:00
2024-12-26 02:00
2024-12-26 03:00
2024-12-26 04:00
2024-12-26 05:00
2024-12-26 06:00
2024-12-26 07:00
2024-12-26 08:00
2024-12-26 09:00
2024-12-26 10:00
2024-12-26 11:00
2024-12-26 12:00
2024-12-26 13:00
2024-12-26 14:00
2024-12-26 15:00
2024-12-26 16:00
2024-12-26 17:00
2024-12-26 18:00
2024-12-26 19:00
2024-12-26 20:00
2024-12-26 21:00
2024-12-26 22:00
2024-12-26 23:00
2024-12-27
2024-12-27 01:00
2024-12-27 02:00
2024-12-27 03:00
2024-12-27 04:00
2024-12-27 05:00
2024-12-27 06:00
2024-12-27 07:00
2024-12-27 08:00
2024-12-27 09:00
2024-12-27 10:00
2024-12-27 11:00
2024-12-27 12:00
2024-12-27 13:00
2024-12-27 14:00
2024-12-27 15:00
2024-12-27 16:00
2024-12-27 17:00
2024-12-27 18:00
2024-12-27 19:00
2024-12-27 20:00
2024-12-27 21:00
2024-12-27 22:00
2024-12-27 23:00
2024-12-28
2024-12-28 01:00
2024-12-28 02:00
2024-12-28 03:00
2024-12-28 04:00
2024-12-28 05:00
2024-12-28 06:00
2024-12-28 07:00
2024-12-28 08:00
2024-12-28 09:00
2024-12-28 10:00
2024-12-28 11:00
2024-12-28 12:00
2024-12-28 13:00
2024-12-28 14:00
2024-12-28 15:00
2024-12-28 16:00
2024-12-28 17:00
2024-12-28 18:00
2024-12-28 19:00
2024-12-28 20:00
2024-12-28 21:00
2024-12-28 22:00
2024-12-28 23:00
2024-12-29
2024-12-29 01:00
2024-12-29 02:00
2024-12-29 03:00
2024-12-29 04:00
2024-12-29 05:00
2024-12-29 06:00
2024-12-29 07:00
2024-12-29 08:00
2024-12-29 09:00
2024-12-29 10:00
2024-12-29 11:00
2024-12-29 12:00
2024-12-29 13:00
2024-12-29 14:00
2024-12-29 15:00
2024-12-29 16:00
2024-12-29 17:00
2024-12-29 18:00
2024-12-29 19:00
2024-12-29 20:00
2024-12-29 21:00
2024-12-29 22:00
2024-12-29 23:00
2024-12-30
2024-12-30 01:00
2024-12-30 02:00
2024-12-30 03:00
2024-12-30 04:00
2024-12-30 05:00
2024-12-30 06:00
2024-12-30 07:00
2024-12-30 08:00
2024-12-30 09:00
2024-12-30 10:00
2024-12-30 11:00
2024-12-30 12:00
2024-12-30 13:00
2024-12-30 14:00
2024-12-30 15:00
2024-12-30 16:00
2024-12-30 17:00
2024-12-30 18:00
2024-12-30 19:00
2024-12-30 20:00
2024-12-30 21:00
2024-12-30 22:00
2024-12-30 23:00

## links-p_set
time
2024-01-01
2024-01-01 01:00
2024-01-01 02:00
2024-01-01 03:00
2024-01-01 04:00
2024-01-01 05:00
2024-01-01 06:00
2024-01-01 07:00
2024-01-01 08:00
2024-01-01 09:00
2024-01-01 10:00
2024-01-01 11:00
2024-01-01 12:00
2024-01-01 13:00
2024-01-01 14:00
2024-01-01 15:00
2024-01-01 16:00
2024-01-01 17:00
2024-01-01 18:00
2024-01-01 19:00
2024-01-01 20:00
2024-01-01 21:00
2024-01-01 22:00
2024-01-01 23:00
2024-01-02
2024-01-02 01:00
2024-01-02 02:00
2024-01-02 03:00
2024-01-02 04:00
2024-01-02 05:00
2024-01-02 06:00
2024-01-02 07:00
2024-01-02 08:00
2024-01-02 09:00
2024-01-02 10:00
2024-01-02 11:00
2024-01-02 12:00
2024-01-02 13:00
2024-01-02 14:00
2024-01-02 15:00
2024-01-02 16:00
2024-01-02 17:00
2024-01-02 18:00
2024-01-02 19:00
2024-01-02 20:00
2024-01-02 21:00
2024-01-02 22:00
2024-01-02 23:00
2024-01-03
2024-01-03 01:00
2024-01-03 02:00
2024-01-03 03:00
2024-01-03 04:00
2024-01-03 05:00
2024-01-03 06:00
2024-01-03 07:00
2024-01-03 08:00
2024-01-03 09:00
2024-01-03 10:00
2024-01-03 11:00
2024-01-03 12:00
2024-01-03 13:00
2024-01-03 14:00
2024-01-03 15:00
2024-01-03 16:00
2024-01-03 17:00
2024-01-03 18:00
2024-01-03 19:00
2024-01-03 20:00
2024-01-03 21:00
2024-01-03 22:00
2024-01-03 23:00
2024-01-04
2024-01-04 01:00
2024-01-04 02:00
2024-01-04 03:00
2024-01-04 04:00
2024-01-04 05:00
2024-01-04 06:00
2024-01-04 07:00
2024-01-04 08:00
2024-01-04 09:00
2024-01-04 10:00
2024-01-04 11:00
2024-01-04 12:00
2024-01-04 13:00
2024-01-04 14:00
2024-01-04 15:00
2024-01-04 16:00
2024-01-04 17:00
2024-01-04 18:00
2024-01-04 19:00
2024-01-04 20:00
2024-01-04 21:00
2024-01-04 22:00
2024-01-04 23:00
2024-01-05
2024-01-05 01:00
2024-01-05 02:00
2024-01-05 03:00
2024-01-05 04:00
2024-01-05 05:00
2024-01-05 06:00
2024-01-05 07:00
2024-01-05 08:00
2024-01-05 09:00
2024-01-05 10:00
2024-01-05 11:00
2024-01-05 12:00
2024-01-05 13:00
2024-01-05 14:00
2024-01-05 15:00
2024-01-05 16:00
2024-01-05 17:00
2024-01-05 18:00
2024-01-05 19:00
2024-01-05 20:00
2024-01-05 21:00
2024-01-05 22:00
2024-01-05 23:00
2024-01-06
2024-01-06 01:00
2024-01-06 02:00
2024-01-06 03:00
2024-01-06 04:00
2024-01-06 05:00
2024-01-06 06:00
2024-01-06 07:00
2024-01-06 08:00
2024-01-06 09:00
2024-01-06 10:00
2024-01-06 11:00
2024-01-06 12:00
2024-01-06 13:00
2024-01-06 14:00
2024-01-06 15:00
2024-01-06 16:00
2024-01-06 17:00
2024-01-06 18:00
2024-01-06 19:00
2024-01-06 20:00
2024-01-06 21:00
2024-01-06 22:00
2024-01-06 23:00
2024-01-07
2024-01-07 01:00
2024-01-07 02:00
2024-01-07 03:00
2024-01-07 04:00
2024-01-07 05:00
2024-01-07 06:00
2024-01-07 07:00
2024-01-07 08:00
2024-01-07 09:00
2024-01-07 10:00
2024-01-07 11:00
2024-01-07 12:00
2024-01-07 13:00
2024-01-07 14:00
2024-01-07 15:00
2024-01-07 16:00
2024-01-07 17:00
2024-01-07 18:00
2024-01-07 19:00
2024-01-07 20:00
2024-01-07 21:00
2024-01-07 22:00
2024-01-07 23:00
2024-01-08
2024-01-08 01:00
2024-01-08 02:00
2024-01-08 03:00
2024-01-08 04:00
2024-01-08 05:00
2024-01-08 06:00
2024-01-08 07:00
2024-01-08 08:00
2024-01-08 09:00
2024-01-08 10:00
2024-01-08 11:00
2024-01-08 12:00
2024-01-08 13:00
2024-01-08 14:00
2024-01-08 15:00
2024-01-08 16:00
2024-01-08 17:00
2024-01-08 18:00
2024-01-08 19:00
2024-01-08 20:00
2024-01-08 21:00
2024-01-08 22:00
2024-01-08 23:00
2024-01-09
2024-01-09 01:00
2024-01-09 02:00
2024-01-09 03:00
2024-01-09 04:00
2024-01-09 05:00
2024-01-09 06:00
2024-01-09 07:00
2024-01-09 08:00
2024-01-09 09:00
2024-01-09 10:00
2024-01-09 11:00
2024-01-09 12:00
2024-01-09 13:00
2024-01-09 14:00
2024-01-09 15:00
2024-01-09 16:00
2024-01-09 17:00
2024-01-09 18:00
2024-01-09 19:00
2024-01-09 20:00
2024-01-09 21:00
2024-01-09 22:00
2024-01-09 23:00
2024-01-10
2024-01-10 01:00
2024-01-10 02:00
2024-01-10 03:00
2024-01-10 04:00
2024-01-10 05:00
2024-01-10 06:00
2024-01-10 07:00
2024-01-10 08:00
2024-01-10 09:00
2024-01-10 10:00
2024-01-10 11:00
2024-01-10 12:00
2024-01-10 13:00
2024-01-10 14:00
2024-01-10 15:00
2024-01-10 16:00
2024-01-10 17:00
2024-01-10 18:00
2024-01-10 19:00
2024-01-10 20:00
2024-01-10 21:00
2024-01-10 22:00
2024-01-10 23:00
2024-01-11
2024-01-11 01:00
2024-01-11 02:00
2024-01-11 03:00
2024-01-11 04:00
2024-01-11 05:00
2024-01-11 06:00
2024-01-11 07:00
2024-01-11 08:00
2024-01-11 09:00
2024-01-11 10:00
2024-01-11 11:00
2024-01-11 12:00
2024-01-11 13:00
2024-01-11 14:00
2024-01-11 15:00
2024-01-11 16:00
2024-01-11 17:00
2024-01-11 18:00
2024-01-11 19:00
2024-01-11 20:00
2024-01-11 21:00
2024-01-11 22:00
2024-01-11 23:00
2024-01-12
2024-01-12 01:00
2024-01-12 02:00
2024-01-12 03:00
2024-01-12 04:00
2024-01-12 05:00
2024-01-12 06:00
2024-01-12 07:00
2024-01-12 08:00
2024-01-12 09:00
2024-01-12 10:00
2024-01-12 11:00
2024-01-12 12:00
2024-01-12 13:00
2024-01-12 14:00
2024-01-12 15:00
2024-01-12 16:00
2024-01-12 17:00
2024-01-12 18:00
2024-01-12 19:00
2024-01-12 20:00
2024-01-12 21:00
2024-01-12 22:00
2024-01-12 23:00
2024-01-13
2024-01-13 01:00
2024-01-13 02:00
2024-01-13 03:00
2024-01-13 04:00
2024-01-13 05:00
2024-01-13 06:00
2024-01-13 07:00
2024-01-13 08:00
2024-01-13 09:00
2024-01-13 10:00
2024-01-13 11:00
2024-01-13 12:00
2024-01-13 13:00
2024-01-13 14:00
2024-01-13 15:00
2024-01-13 16:00
2024-01-13 17:00
2024-01-13 18:00
2024-01-13 19:00
2024-01-13 20:00
2024-01-13 21:00
2024-01-13 22:00
2024-01-13 23:00
2024-01-14
2024-01-14 01:00
2024-01-14 02:00
2024-01-14 03:00
2024-01-14 04:00
2024-01-14 05:00
2024-01-14 06:00
2024-01-14 07:00
2024-01-14 08:00
2024-01-14 09:00
2024-01-14 10:00
2024-01-14 11:00
2024-01-14 12:00
2024-01-14 13:00
2024-01-14 14:00
2024-01-14 15:00
2024-01-14 16:00
2024-01-14 17:00
2024-01-14 18:00
2024-01-14 19:00
2024-01-14 20:00
2024-01-14 21:00
2024-01-14 22:00
2024-01-14 23:00
2024-01-15
2024-01-15 01:00
2024-01-15 02:00
2024-01-15 03:00
2024-01-15 04:00
2024-01-15 05:00
2024-01-15 06:00
2024-01-15 07:00
2024-01-15 08:00
2024-01-15 09:00
2024-01-15 10:00
2024-01-15 11:00
2024-01-15 12:00
2024-01-15 13:00
2024-01-15 14:00
2024-01-15 15:00
2024-01-15 16:00
2024-01-15 17:00
2024-01-15 18:00
2024-01-15 19:00
2024-01-15 20:00
2024-01-15 21:00
2024-01-15 22:00
2024-01-15 23:00
2024-01-16
2024-01-16 01:00
2024-01-16 02:00
2024-01-16 03:00
2024-01-16 04:00
2024-01-16 05:00
2024-01-16 06:00
2024-01-16 07:00
2024-01-16 08:00
2024-01-16 09:00
2024-01-16 10:00
2024-01-16 11:00
2024-01-16 12:00
2024-01-16 13:00
2024-01-16 14:00
2024-01-16 15:00
2024-01-16 16:00
2024-01-16 17:00
2024-01-16 18:00
2024-01-16 19:00
2024-01-16 20:00
2024-01-16 21:00
2024-01-16 22:00
2024-01-16 23:00
2024-01-17
2024-01-17 01:00
2024-01-17 02:00
2024-01-17 03:00
2024-01-17 04:00
2024-01-17 05:00
2024-01-17 06:00
2024-01-17 07:00
2024-01-17 08:00
2024-01-17 09:00
2024-01-17 10:00
2024-01-17 11:00
2024-01-17 12:00
2024-01-17 13:00
2024-01-17 14:00
2024-01-17 15:00
2024-01-17 16:00
2024-01-17 17:00
2024-01-17 18:00
2024-01-17 19:00
2024-01-17 20:00
2024-01-17 21:00
2024-01-17 22:00
2024-01-17 23:00
2024-01-18
2024-01-18 01:00
2024-01-18 02:00
2024-01-18 03:00
2024-01-18 04:00
2024-01-18 05:00
2024-01-18 06:00
2024-01-18 07:00
2024-01-18 08:00
2024-01-18 09:00
2024-01-18 10:00
2024-01-18 11:00
2024-01-18 12:00
2024-01-18 13:00
2024-01-18 14:00
2024-01-18 15:00
2024-01-18 16:00
2024-01-18 17:00
2024-01-18 18:00
2024-01-18 19:00
2024-01-18 20:00
2024-01-18 21:00
2024-01-18 22:00
2024-01-18 23:00
2024-01-19
2024-01-19 01:00
2024-01-19 02:00
2024-01-19 03:00
2024-01-19 04:00
2024-01-19 05:00
2024-01-19 06:00
2024-01-19 07:00
2024-01-19 08:00
2024-01-19 09:00
2024-01-19 10:00
2024-01-19 11:00
2024-01-19 12:00
2024-01-19 13:00
2024-01-19 14:00
2024-01-19 15:00
2024-01-19 16:00
2024-01-19 17:00
2024-01-19 18:00
2024-01-19 19:00
2024-01-19 20:00
2024-01-19 21:00
2024-01-19 22:00
2024-01-19 23:00
2024-01-20
2024-01-20 01:00
2024-01-20 02:00
2024-01-20 03:00
2024-01-20 04:00
2024-01-20 05:00
2024-01-20 06:00
2024-01-20 07:00
2024-01-20 08:00
2024-01-20 09:00
2024-01-20 10:00
2024-01-20 11:00
2024-01-20 12:00
2024-01-20 13:00
2024-01-20 14:00
2024-01-20 15:00
2024-01-20 16:00
2024-01-20 17:00
2024-01-20 18:00
2024-01-20 19:00
2024-01-20 20:00
2024-01-20 21:00
2024-01-20 22:00
2024-01-20 23:00
2024-01-21
2024-01-21 01:00
2024-01-21 02:00
2024-01-21 03:00
2024-01-21 04:00
2024-01-21 05:00
2024-01-21 06:00
2024-01-21 07:00
2024-01-21 08:00
2024-01-21 09:00
2024-01-21 10:00
2024-01-21 11:00
2024-01-21 12:00
2024-01-21 13:00
2024-01-21 14:00
2024-01-21 15:00
2024-01-21 16:00
2024-01-21 17:00
2024-01-21 18:00
2024-01-21 19:00
2024-01-21 20:00
2024-01-21 21:00
2024-01-21 22:00
2024-01-21 23:00
2024-01-22
2024-01-22 01:00
2024-01-22 02:00
2024-01-22 03:00
2024-01-22 04:00
2024-01-22 05:00
2024-01-22 06:00
2024-01-22 07:00
2024-01-22 08:00
2024-01-22 09:00
2024-01-22 10:00
2024-01-22 11:00
2024-01-22 12:00
2024-01-22 13:00
2024-01-22 14:00
2024-01-22 15:00
2024-01-22 16:00
2024-01-22 17:00
2024-01-22 18:00
2024-01-22 19:00
2024-01-22 20:00
2024-01-22 21:00
2024-01-22 22:00
2024-01-22 23:00
2024-01-23
2024-01-23 01:00
2024-01-23 02:00
2024-01-23 03:00
2024-01-23 04:00
2024-01-23 05:00
2024-01-23 06:00
2024-01-23 07:00
2024-01-23 08:00
2024-01-23 09:00
2024-01-23 10:00
2024-01-23 11:00
2024-01-23 12:00
2024-01-23 13:00
2024-01-23 14:00
2024-01-23 15:00
2024-01-23 16:00
2024-01-23 17:00
2024-01-23 18:00
2024-01-23 19:00
2024-01-23 20:00
2024-01-23 21:00
2024-01-23 22:00
2024-01-23 23:00
2024-01-24
2024-01-24 01:00
2024-01-24 02:00
2024-01-24 03:00
2024-01-24 04:00
2024-01-24 05:00
2024-01-24 06:00
2024-01-24 07:00
2024-01-24 08:00
2024-01-24 09:00
2024-01-24 10:00
2024-01-24 11:00
2024-01-24 12:00
2024-01-24 13:00
2024-01-24 14:00
2024-01-24 15:00
2024-01-24 16:00
2024-01-24 17:00
2024-01-24 18:00
2024-01-24 19:00
2024-01-24 20:00
2024-01-24 21:00
2024-01-24 22:00
2024-01-24 23:00
2024-01-25
2024-01-25 01:00
2024-01-25 02:00
2024-01-25 03:00
2024-01-25 04:00
2024-01-25 05:00
2024-01-25 06:00
2024-01-25 07:00
2024-01-25 08:00
2024-01-25 09:00
2024-01-25 10:00
2024-01-25 11:00
2024-01-25 12:00
2024-01-25 13:00
2024-01-25 14:00
2024-01-25 15:00
2024-01-25 16:00
2024-01-25 17:00
2024-01-25 18:00
2024-01-25 19:00
2024-01-25 20:00
2024-01-25 21:00
2024-01-25 22:00
2024-01-25 23:00
2024-01-26
2024-01-26 01:00
2024-01-26 02:00
2024-01-26 03:00
2024-01-26 04:00
2024-01-26 05:00
2024-01-26 06:00
2024-01-26 07:00
2024-01-26 08:00
2024-01-26 09:00
2024-01-26 10:00
2024-01-26 11:00
2024-01-26 12:00
2024-01-26 13:00
2024-01-26 14:00
2024-01-26 15:00
2024-01-26 16:00
2024-01-26 17:00
2024-01-26 18:00
2024-01-26 19:00
2024-01-26 20:00
2024-01-26 21:00
2024-01-26 22:00
2024-01-26 23:00
2024-01-27
2024-01-27 01:00
2024-01-27 02:00
2024-01-27 03:00
2024-01-27 04:00
2024-01-27 05:00
2024-01-27 06:00
2024-01-27 07:00
2024-01-27 08:00
2024-01-27 09:00
2024-01-27 10:00
2024-01-27 11:00
2024-01-27 12:00
2024-01-27 13:00
2024-01-27 14:00
2024-01-27 15:00
2024-01-27 16:00
2024-01-27 17:00
2024-01-27 18:00
2024-01-27 19:00
2024-01-27 20:00
2024-01-27 21:00
2024-01-27 22:00
2024-01-27 23:00
2024-01-28
2024-01-28 01:00
2024-01-28 02:00
2024-01-28 03:00
2024-01-28 04:00
2024-01-28 05:00
2024-01-28 06:00
2024-01-28 07:00
2024-01-28 08:00
2024-01-28 09:00
2024-01-28 10:00
2024-01-28 11:00
2024-01-28 12:00
2024-01-28 13:00
2024-01-28 14:00
2024-01-28 15:00
2024-01-28 16:00
2024-01-28 17:00
2024-01-28 18:00
2024-01-28 19:00
2024-01-28 20:00
2024-01-28 21:00
2024-01-28 22:00
2024-01-28 23:00
2024-01-29
2024-01-29 01:00
2024-01-29 02:00
2024-01-29 03:00
2024-01-29 04:00
2024-01-29 05:00
2024-01-29 06:00
2024-01-29 07:00
2024-01-29 08:00
2024-01-29 09:00
2024-01-29 10:00
2024-01-29 11:00
2024-01-29 12:00
2024-01-29 13:00
2024-01-29 14:00
2024-01-29 15:00
2024-01-29 16:00
2024-01-29 17:00
2024-01-29 18:00
2024-01-29 19:00
2024-01-29 20:00
2024-01-29 21:00
2024-01-29 22:00
2024-01-29 23:00
2024-01-30
2024-01-30 01:00
2024-01-30 02:00
2024-01-30 03:00
2024-01-30 04:00
2024-01-30 05:00
2024-01-30 06:00
2024-01-30 07:00
2024-01-30 08:00
2024-01-30 09:00
2024-01-30 10:00
2024-01-30 11:00
2024-01-30 12:00
2024-01-30 13:00
2024-01-30 14:00
2024-01-30 15:00
2024-01-30 16:00
2024-01-30 17:00
2024-01-30 18:00
2024-01-30 19:00
2024-01-30 20:00
2024-01-30 21:00
2024-01-30 22:00
2024-01-30 23:00
2024-01-31
2024-01-31 01:00
2024-01-31 02:00
2024-01-31 03:00
2024-01-31 04:00
2024-01-31 05:00
2024-01-31 06:00
2024-01-31 07:00
2024-01-31 08:00
2024-01-31 09:00
2024-01-31 10:00
2024-01-31 11:00
2024-01-31 12:00
2024-01-31 13:00
2024-01-31 14:00
2024-01-31 15:00
2024-01-31 16:00
2024-01-31 17:00
2024-01-31 18:00
2024-01-31 19:00
2024-01-31 20:00
2024-01-31 21:00
2024-01-31 22:00
2024-01-31 23:00
2024-02-01
2024-02-01 01:00
2024-02-01 02:00
2024-02-01 03:00
2024-02-01 04:00
2024-02-01 05:00
2024-02-01 06:00
2024-02-01 07:00
2024-02-01 08:00
2024-02-01 09:00
2024-02-01 10:00
2024-02-01 11:00
2024-02-01 12:00
2024-02-01 13:00
2024-02-01 14:00
2024-02-01 15:00
2024-02-01 16:00
2024-02-01 17:00
2024-02-01 18:00
2024-02-01 19:00
2024-02-01 20:00
2024-02-01 21:00
2024-02-01 22:00
2024-02-01 23:00
2024-02-02
2024-02-02 01:00
2024-02-02 02:00
2024-02-02 03:00
2024-02-02 04:00
2024-02-02 05:00
2024-02-02 06:00
2024-02-02 07:00
2024-02-02 08:00
2024-02-02 09:00
2024-02-02 10:00
2024-02-02 11:00
2024-02-02 12:00
2024-02-02 13:00
2024-02-02 14:00
2024-02-02 15:00
2024-02-02 16:00
2024-02-02 17:00
2024-02-02 18:00
2024-02-02 19:00
2024-02-02 20:00
2024-02-02 21:00
2024-02-02 22:00
2024-02-02 23:00
2024-02-03
2024-02-03 01:00
2024-02-03 02:00
2024-02-03 03:00
2024-02-03 04:00
2024-02-03 05:00
2024-02-03 06:00
2024-02-03 07:00
2024-02-03 08:00
2024-02-03 09:00
2024-02-03 10:00
2024-02-03 11:00
2024-02-03 12:00
2024-02-03 13:00
2024-02-03 14:00
2024-02-03 15:00
2024-02-03 16:00
2024-02-03 17:00
2024-02-03 18:00
2024-02-03 19:00
2024-02-03 20:00
2024-02-03 21:00
2024-02-03 22:00
2024-02-03 23:00
2024-02-04
2024-02-04 01:00
2024-02-04 02:00
2024-02-04 03:00
2024-02-04 04:00
2024-02-04 05:00
2024-02-04 06:00
2024-02-04 07:00
2024-02-04 08:00
2024-02-04 09:00
2024-02-04 10:00
2024-02-04 11:00
2024-02-04 12:00
2024-02-04 13:00
2024-02-04 14:00
2024-02-04 15:00
2024-02-04 16:00
2024-02-04 17:00
2024-02-04 18:00
2024-02-04 19:00
2024-02-04 20:00
2024-02-04 21:00
2024-02-04 22:00
2024-02-04 23:00
2024-02-05
2024-02-05 01:00
2024-02-05 02:00
2024-02-05 03:00
2024-02-05 04:00
2024-02-05 05:00
2024-02-05 06:00
2024-02-05 07:00
2024-02-05 08:00
2024-02-05 09:00
2024-02-05 10:00
2024-02-05 11:00
2024-02-05 12:00
2024-02-05 13:00
2024-02-05 14:00
2024-02-05 15:00
2024-02-05 16:00
2024-02-05 17:00
2024-02-05 18:00
2024-02-05 19:00
2024-02-05 20:00
2024-02-05 21:00
2024-02-05 22:00
2024-02-05 23:00
2024-02-06
2024-02-06 01:00
2024-02-06 02:00
2024-02-06 03:00
2024-02-06 04:00
2024-02-06 05:00
2024-02-06 06:00
2024-02-06 07:00
2024-02-06 08:00
2024-02-06 09:00
2024-02-06 10:00
2024-02-06 11:00
2024-02-06 12:00
2024-02-06 13:00
2024-02-06 14:00
2024-02-06 15:00
2024-02-06 16:00
2024-02-06 17:00
2024-02-06 18:00
2024-02-06 19:00
2024-02-06 20:00
2024-02-06 21:00
2024-02-06 22:00
2024-02-06 23:00
2024-02-07
2024-02-07 01:00
2024-02-07 02:00
2024-02-07 03:00
2024-02-07 04:00
2024-02-07 05:00
2024-02-07 06:00
2024-02-07 07:00
2024-02-07 08:00
2024-02-07 09:00
2024-02-07 10:00
2024-02-07 11:00
2024-02-07 12:00
2024-02-07 13:00
2024-02-07 14:00
2024-02-07 15:00
2024-02-07 16:00
2024-02-07 17:00
2024-02-07 18:00
2024-02-07 19:00
2024-02-07 20:00
2024-02-07 21:00
2024-02-07 22:00
2024-02-07 23:00
2024-02-08
2024-02-08 01:00
2024-02-08 02:00
2024-02-08 03:00
2024-02-08 04:00
2024-02-08 05:00
2024-02-08 06:00
2024-02-08 07:00
2024-02-08 08:00
2024-02-08 09:00
2024-02-08 10:00
2024-02-08 11:00
2024-02-08 12:00
2024-02-08 13:00
2024-02-08 14:00
2024-02-08 15:00
2024-02-08 16:00
2024-02-08 17:00
2024-02-08 18:00
2024-02-08 19:00
2024-02-08 20:00
2024-02-08 21:00
2024-02-08 22:00
2024-02-08 23:00
2024-02-09
2024-02-09 01:00
2024-02-09 02:00
2024-02-09 03:00
2024-02-09 04:00
2024-02-09 05:00
2024-02-09 06:00
2024-02-09 07:00
2024-02-09 08:00
2024-02-09 09:00
2024-02-09 10:00
2024-02-09 11:00
2024-02-09 12:00
2024-02-09 13:00
2024-02-09 14:00
2024-02-09 15:00
2024-02-09 16:00
2024-02-09 17:00
2024-02-09 18:00
2024-02-09 19:00
2024-02-09 20:00
2024-02-09 21:00
2024-02-09 22:00
2024-02-09 23:00
2024-02-10
2024-02-10 01:00
2024-02-10 02:00
2024-02-10 03:00
2024-02-10 04:00
2024-02-10 05:00
2024-02-10 06:00
2024-02-10 07:00
2024-02-10 08:00
2024-02-10 09:00
2024-02-10 10:00
2024-02-10 11:00
2024-02-10 12:00
2024-02-10 13:00
2024-02-10 14:00
2024-02-10 15:00
2024-02-10 16:00
2024-02-10 17:00
2024-02-10 18:00
2024-02-10 19:00
2024-02-10 20:00
2024-02-10 21:00
2024-02-10 22:00
2024-02-10 23:00
2024-02-11
2024-02-11 01:00
2024-02-11 02:00
2024-02-11 03:00
2024-02-11 04:00
2024-02-11 05:00
2024-02-11 06:00
2024-02-11 07:00
2024-02-11 08:00
2024-02-11 09:00
2024-02-11 10:00
2024-02-11 11:00
2024-02-11 12:00
2024-02-11 13:00
2024-02-11 14:00
2024-02-11 15:00
2024-02-11 16:00
2024-02-11 17:00
2024-02-11 18:00
2024-02-11 19:00
2024-02-11 20:00
2024-02-11 21:00
2024-02-11 22:00
2024-02-11 23:00
2024-02-12
2024-02-12 01:00
2024-02-12 02:00
2024-02-12 03:00
2024-02-12 04:00
2024-02-12 05:00
2024-02-12 06:00
2024-02-12 07:00
2024-02-12 08:00
2024-02-12 09:00
2024-02-12 10:00
2024-02-12 11:00
2024-02-12 12:00
2024-02-12 13:00
2024-02-12 14:00
2024-02-12 15:00
2024-02-12 16:00
2024-02-12 17:00
2024-02-12 18:00
2024-02-12 19:00
2024-02-12 20:00
2024-02-12 21:00
2024-02-12 22:00
2024-02-12 23:00
2024-02-13
2024-02-13 01:00
2024-02-13 02:00
2024-02-13 03:00
2024-02-13 04:00
2024-02-13 05:00
2024-02-13 06:00
2024-02-13 07:00
2024-02-13 08:00
2024-02-13 09:00
2024-02-13 10:00
2024-02-13 11:00
2024-02-13 12:00
2024-02-13 13:00
2024-02-13 14:00
2024-02-13 15:00
2024-02-13 16:00
2024-02-13 17:00
2024-02-13 18:00
2024-02-13 19:00
2024-02-13 20:00
2024-02-13 21:00
2024-02-13 22:00
2024-02-13 23:00
2024-02-14
2024-02-14 01:00
2024-02-14 02:00
2024-02-14 03:00
2024-02-14 04:00
2024-02-14 05:00
2024-02-14 06:00
2024-02-14 07:00
2024-02-14 08:00
2024-02-14 09:00
2024-02-14 10:00
2024-02-14 11:00
2024-02-14 12:00
2024-02-14 13:00
2024-02-14 14:00
2024-02-14 15:00
2024-02-14 16:00
2024-02-14 17:00
2024-02-14 18:00
2024-02-14 19:00
2024-02-14 20:00
2024-02-14 21:00
2024-02-14 22:00
2024-02-14 23:00
2024-02-15
2024-02-15 01:00
2024-02-15 02:00
2024-02-15 03:00
2024-02-15 04:00
2024-02-15 05:00
2024-02-15 06:00
2024-02-15 07:00
2024-02-15 08:00
2024-02-15 09:00
2024-02-15 10:00
2024-02-15 11:00
2024-02-15 12:00
2024-02-15 13:00
2024-02-15 14:00
2024-02-15 15:00
2024-02-15 16:00
2024-02-15 17:00
2024-02-15 18:00
2024-02-15 19:00
2024-02-15 20:00
2024-02-15 21:00
2024-02-15 22:00
2024-02-15 23:00
2024-02-16
2024-02-16 01:00
2024-02-16 02:00
2024-02-16 03:00
2024-02-16 04:00
2024-02-16 05:00
2024-02-16 06:00
2024-02-16 07:00
2024-02-16 08:00
2024-02-16 09:00
2024-02-16 10:00
2024-02-16 11:00
2024-02-16 12:00
2024-02-16 13:00
2024-02-16 14:00
2024-02-16 15:00
2024-02-16 16:00
2024-02-16 17:00
2024-02-16 18:00
2024-02-16 19:00
2024-02-16 20:00
2024-02-16 21:00
2024-02-16 22:00
2024-02-16 23:00
2024-02-17
2024-02-17 01:00
2024-02-17 02:00
2024-02-17 03:00
2024-02-17 04:00
2024-02-17 05:00
2024-02-17 06:00
2024-02-17 07:00
2024-02-17 08:00
2024-02-17 09:00
2024-02-17 10:00
2024-02-17 11:00
2024-02-17 12:00
2024-02-17 13:00
2024-02-17 14:00
2024-02-17 15:00
2024-02-17 16:00
2024-02-17 17:00
2024-02-17 18:00
2024-02-17 19:00
2024-02-17 20:00
2024-02-17 21:00
2024-02-17 22:00
2024-02-17 23:00
2024-02-18
2024-02-18 01:00
2024-02-18 02:00
2024-02-18 03:00
2024-02-18 04:00
2024-02-18 05:00
2024-02-18 06:00
2024-02-18 07:00
2024-02-18 08:00
2024-02-18 09:00
2024-02-18 10:00
2024-02-18 11:00
2024-02-18 12:00
2024-02-18 13:00
2024-02-18 14:00
2024-02-18 15:00
2024-02-18 16:00
2024-02-18 17:00
2024-02-18 18:00
2024-02-18 19:00
2024-02-18 20:00
2024-02-18 21:00
2024-02-18 22:00
2024-02-18 23:00
2024-02-19
2024-02-19 01:00
2024-02-19 02:00
2024-02-19 03:00
2024-02-19 04:00
2024-02-19 05:00
2024-02-19 06:00
2024-02-19 07:00
2024-02-19 08:00
2024-02-19 09:00
2024-02-19 10:00
2024-02-19 11:00
2024-02-19 12:00
2024-02-19 13:00
2024-02-19 14:00
2024-02-19 15:00
2024-02-19 16:00
2024-02-19 17:00
2024-02-19 18:00
2024-02-19 19:00
2024-02-19 20:00
2024-02-19 21:00
2024-02-19 22:00
2024-02-19 23:00
2024-02-20
2024-02-20 01:00
2024-02-20 02:00
2024-02-20 03:00
2024-02-20 04:00
2024-02-20 05:00
2024-02-20 06:00
2024-02-20 07:00
2024-02-20 08:00
2024-02-20 09:00
2024-02-20 10:00
2024-02-20 11:00
2024-02-20 12:00
2024-02-20 13:00
2024-02-20 14:00
2024-02-20 15:00
2024-02-20 16:00
2024-02-20 17:00
2024-02-20 18:00
2024-02-20 19:00
2024-02-20 20:00
2024-02-20 21:00
2024-02-20 22:00
2024-02-20 23:00
2024-02-21
2024-02-21 01:00
2024-02-21 02:00
2024-02-21 03:00
2024-02-21 04:00
2024-02-21 05:00
2024-02-21 06:00
2024-02-21 07:00
2024-02-21 08:00
2024-02-21 09:00
2024-02-21 10:00
2024-02-21 11:00
2024-02-21 12:00
2024-02-21 13:00
2024-02-21 14:00
2024-02-21 15:00
2024-02-21 16:00
2024-02-21 17:00
2024-02-21 18:00
2024-02-21 19:00
2024-02-21 20:00
2024-02-21 21:00
2024-02-21 22:00
2024-02-21 23:00
2024-02-22
2024-02-22 01:00
2024-02-22 02:00
2024-02-22 03:00
2024-02-22 04:00
2024-02-22 05:00
2024-02-22 06:00
2024-02-22 07:00
2024-02-22 08:00
2024-02-22 09:00
2024-02-22 10:00
2024-02-22 11:00
2024-02-22 12:00
2024-02-22 13:00
2024-02-22 14:00
2024-02-22 15:00
2024-02-22 16:00
2024-02-22 17:00
2024-02-22 18:00
2024-02-22 19:00
2024-02-22 20:00
2024-02-22 21:00
2024-02-22 22:00
2024-02-22 23:00
2024-02-23
2024-02-23 01:00
2024-02-23 02:00
2024-02-23 03:00
2024-02-23 04:00
2024-02-23 05:00
2024-02-23 06:00
2024-02-23 07:00
2024-02-23 08:00
2024-02-23 09:00
2024-02-23 10:00
2024-02-23 11:00
2024-02-23 12:00
2024-02-23 13:00
2024-02-23 14:00
2024-02-23 15:00
2024-02-23 16:00
2024-02-23 17:00
2024-02-23 18:00
2024-02-23 19:00
2024-02-23 20:00
2024-02-23 21:00
2024-02-23 22:00
2024-02-23 23:00
2024-02-24
2024-02-24 01:00
2024-02-24 02:00
2024-02-24 03:00
2024-02-24 04:00
2024-02-24 05:00
2024-02-24 06:00
2024-02-24 07:00
2024-02-24 08:00
2024-02-24 09:00
2024-02-24 10:00
2024-02-24 11:00
2024-02-24 12:00
2024-02-24 13:00
2024-02-24 14:00
2024-02-24 15:00
2024-02-24 16:00
2024-02-24 17:00
2024-02-24 18:00
2024-02-24 19:00
2024-02-24 20:00
2024-02-24 21:00
2024-02-24 22:00
2024-02-24 23:00
2024-02-25
2024-02-25 01:00
2024-02-25 02:00
2024-02-25 03:00
2024-02-25 04:00
2024-02-25 05:00
2024-02-25 06:00
2024-02-25 07:00
2024-02-25 08:00
2024-02-25 09:00
2024-02-25 10:00
2024-02-25 11:00
2024-02-25 12:00
2024-02-25 13:00
2024-02-25 14:00
2024-02-25 15:00
2024-02-25 16:00
2024-02-25 17:00
2024-02-25 18:00
2024-02-25 19:00
2024-02-25 20:00
2024-02-25 21:00
2024-02-25 22:00
2024-02-25 23:00
2024-02-26
2024-02-26 01:00
2024-02-26 02:00
2024-02-26 03:00
2024-02-26 04:00
2024-02-26 05:00
2024-02-26 06:00
2024-02-26 07:00
2024-02-26 08:00
2024-02-26 09:00
2024-02-26 10:00
2024-02-26 11:00
2024-02-26 12:00
2024-02-26 13:00
2024-02-26 14:00
2024-02-26 15:00
2024-02-26 16:00
2024-02-26 17:00
2024-02-26 18:00
2024-02-26 19:00
2024-02-26 20:00
2024-02-26 21:00
2024-02-26 22:00
2024-02-26 23:00
2024-02-27
2024-02-27 01:00
2024-02-27 02:00
2024-02-27 03:00
2024-02-27 04:00
2024-02-27 05:00
2024-02-27 06:00
2024-02-27 07:00
2024-02-27 08:00
2024-02-27 09:00
2024-02-27 10:00
2024-02-27 11:00
2024-02-27 12:00
2024-02-27 13:00
2024-02-27 14:00
2024-02-27 15:00
2024-02-27 16:00
2024-02-27 17:00
2024-02-27 18:00
2024-02-27 19:00
2024-02-27 20:00
2024-02-27 21:00
2024-02-27 22:00
2024-02-27 23:00
2024-02-28
2024-02-28 01:00
2024-02-28 02:00
2024-02-28 03:00
2024-02-28 04:00
2024-02-28 05:00
2024-02-28 06:00
2024-02-28 07:00
2024-02-28 08:00
2024-02-28 09:00
2024-02-28 10:00
2024-02-28 11:00
2024-02-28 12:00
2024-02-28 13:00
2024-02-28 14:00
2024-02-28 15:00
2024-02-28 16:00
2024-02-28 17:00
2024-02-28 18:00
2024-02-28 19:00
2024-02-28 20:00
2024-02-28 21:00
2024-02-28 22:00
2024-02-28 23:00
2024-02-29
2024-02-29 01:00
2024-02-29 02:00
2024-02-29 03:00
2024-02-29 04:00
2024-02-29 05:00
2024-02-29 06:00
2024-02-29 07:00
2024-02-29 08:00
2024-02-29 09:00
2024-02-29 10:00
2024-02-29 11:00
2024-02-29 12:00
2024-02-29 13:00
2024-02-29 14:00
2024-02-29 15:00
2024-02-29 16:00
2024-02-29 17:00
2024-02-29 18:00
2024-02-29 19:00
2024-02-29 20:00
2024-02-29 21:00
2024-02-29 22:00
2024-02-29 23:00
2024-03-01
2024-03-01 01:00
2024-03-01 02:00
2024-03-01 03:00
2024-03-01 04:00
2024-03-01 05:00
2024-03-01 06:00
2024-03-01 07:00
2024-03-01 08:00
2024-03-01 09:00
2024-03-01 10:00
2024-03-01 11:00
2024-03-01 12:00
2024-03-01 13:00
2024-03-01 14:00
2024-03-01 15:00
2024-03-01 16:00
2024-03-01 17:00
2024-03-01 18:00
2024-03-01 19:00
2024-03-01 20:00
2024-03-01 21:00
2024-03-01 22:00
2024-03-01 23:00
2024-03-02
2024-03-02 01:00
2024-03-02 02:00
2024-03-02 03:00
2024-03-02 04:00
2024-03-02 05:00
2024-03-02 06:00
2024-03-02 07:00
2024-03-02 08:00
2024-03-02 09:00
2024-03-02 10:00
2024-03-02 11:00
2024-03-02 12:00
2024-03-02 13:00
2024-03-02 14:00
2024-03-02 15:00
2024-03-02 16:00
2024-03-02 17:00
2024-03-02 18:00
2024-03-02 19:00
2024-03-02 20:00
2024-03-02 21:00
2024-03-02 22:00
2024-03-02 23:00
2024-03-03
2024-03-03 01:00
2024-03-03 02:00
2024-03-03 03:00
2024-03-03 04:00
2024-03-03 05:00
2024-03-03 06:00
2024-03-03 07:00
2024-03-03 08:00
2024-03-03 09:00
2024-03-03 10:00
2024-03-03 11:00
2024-03-03 12:00
2024-03-03 13:00
2024-03-03 14:00
2024-03-03 15:00
2024-03-03 16:00
2024-03-03 17:00
2024-03-03 18:00
2024-03-03 19:00
2024-03-03 20:00
2024-03-03 21:00
2024-03-03 22:00
2024-03-03 23:00
2024-03-04
2024-03-04 01:00
2024-03-04 02:00
2024-03-04 03:00
2024-03-04 04:00
2024-03-04 05:00
2024-03-04 06:00
2024-03-04 07:00
2024-03-04 08:00
2024-03-04 09:00
2024-03-04 10:00
2024-03-04 11:00
2024-03-04 12:00
2024-03-04 13:00
2024-03-04 14:00
2024-03-04 15:00
2024-03-04 16:00
2024-03-04 17:00
2024-03-04 18:00
2024-03-04 19:00
2024-03-04 20:00
2024-03-04 21:00
2024-03-04 22:00
2024-03-04 23:00
2024-03-05
2024-03-05 01:00
2024-03-05 02:00
2024-03-05 03:00
2024-03-05 04:00
2024-03-05 05:00
2024-03-05 06:00
2024-03-05 07:00
2024-03-05 08:00
2024-03-05 09:00
2024-03-05 10:00
2024-03-05 11:00
2024-03-05 12:00
2024-03-05 13:00
2024-03-05 14:00
2024-03-05 15:00
2024-03-05 16:00
2024-03-05 17:00
2024-03-05 18:00
2024-03-05 19:00
2024-03-05 20:00
2024-03-05 21:00
2024-03-05 22:00
2024-03-05 23:00
2024-03-06
2024-03-06 01:00
2024-03-06 02:00
2024-03-06 03:00
2024-03-06 04:00
2024-03-06 05:00
2024-03-06 06:00
2024-03-06 07:00
2024-03-06 08:00
2024-03-06 09:00
2024-03-06 10:00
2024-03-06 11:00
2024-03-06 12:00
2024-03-06 13:00
2024-03-06 14:00
2024-03-06 15:00
2024-03-06 16:00
2024-03-06 17:00
2024-03-06 18:00
2024-03-06 19:00
2024-03-06 20:00
2024-03-06 21:00
2024-03-06 22:00
2024-03-06 23:00
2024-03-07
2024-03-07 01:00
2024-03-07 02:00
2024-03-07 03:00
2024-03-07 04:00
2024-03-07 05:00
2024-03-07 06:00
2024-03-07 07:00
2024-03-07 08:00
2024-03-07 09:00
2024-03-07 10:00
2024-03-07 11:00
2024-03-07 12:00
2024-03-07 13:00
2024-03-07 14:00
2024-03-07 15:00
2024-03-07 16:00
2024-03-07 17:00
2024-03-07 18:00
2024-03-07 19:00
2024-03-07 20:00
2024-03-07 21:00
2024-03-07 22:00
2024-03-07 23:00
2024-03-08
2024-03-08 01:00
2024-03-08 02:00
2024-03-08 03:00
2024-03-08 04:00
2024-03-08 05:00
2024-03-08 06:00
2024-03-08 07:00
2024-03-08 08:00
2024-03-08 09:00
2024-03-08 10:00
2024-03-08 11:00
2024-03-08 12:00
2024-03-08 13:00
2024-03-08 14:00
2024-03-08 15:00
2024-03-08 16:00
2024-03-08 17:00
2024-03-08 18:00
2024-03-08 19:00
2024-03-08 20:00
2024-03-08 21:00
2024-03-08 22:00
2024-03-08 23:00
2024-03-09
2024-03-09 01:00
2024-03-09 02:00
2024-03-09 03:00
2024-03-09 04:00
2024-03-09 05:00
2024-03-09 06:00
2024-03-09 07:00
2024-03-09 08:00
2024-03-09 09:00
2024-03-09 10:00
2024-03-09 11:00
2024-03-09 12:00
2024-03-09 13:00
2024-03-09 14:00
2024-03-09 15:00
2024-03-09 16:00
2024-03-09 17:00
2024-03-09 18:00
2024-03-09 19:00
2024-03-09 20:00
2024-03-09 21:00
2024-03-09 22:00
2024-03-09 23:00
2024-03-10
2024-03-10 01:00
2024-03-10 02:00
2024-03-10 03:00
2024-03-10 04:00
2024-03-10 05:00
2024-03-10 06:00
2024-03-10 07:00
2024-03-10 08:00
2024-03-10 09:00
2024-03-10 10:00
2024-03-10 11:00
2024-03-10 12:00
2024-03-10 13:00
2024-03-10 14:00
2024-03-10 15:00
2024-03-10 16:00
2024-03-10 17:00
2024-03-10 18:00
2024-03-10 19:00
2024-03-10 20:00
2024-03-10 21:00
2024-03-10 22:00
2024-03-10 23:00
2024-03-11
2024-03-11 01:00
2024-03-11 02:00
2024-03-11 03:00
2024-03-11 04:00
2024-03-11 05:00
2024-03-11 06:00
2024-03-11 07:00
2024-03-11 08:00
2024-03-11 09:00
2024-03-11 10:00
2024-03-11 11:00
2024-03-11 12:00
2024-03-11 13:00
2024-03-11 14:00
2024-03-11 15:00
2024-03-11 16:00
2024-03-11 17:00
2024-03-11 18:00
2024-03-11 19:00
2024-03-11 20:00
2024-03-11 21:00
2024-03-11 22:00
2024-03-11 23:00
2024-03-12
2024-03-12 01:00
2024-03-12 02:00
2024-03-12 03:00
2024-03-12 04:00
2024-03-12 05:00
2024-03-12 06:00
2024-03-12 07:00
2024-03-12 08:00
2024-03-12 09:00
2024-03-12 10:00
2024-03-12 11:00
2024-03-12 12:00
2024-03-12 13:00
2024-03-12 14:00
2024-03-12 15:00
2024-03-12 16:00
2024-03-12 17:00
2024-03-12 18:00
2024-03-12 19:00
2024-03-12 20:00
2024-03-12 21:00
2024-03-12 22:00
2024-03-12 23:00
2024-03-13
2024-03-13 01:00
2024-03-13 02:00
2024-03-13 03:00
2024-03-13 04:00
2024-03-13 05:00
2024-03-13 06:00
2024-03-13 07:00
2024-03-13 08:00
2024-03-13 09:00
2024-03-13 10:00
2024-03-13 11:00
2024-03-13 12:00
2024-03-13 13:00
2024-03-13 14:00
2024-03-13 15:00
2024-03-13 16:00
2024-03-13 17:00
2024-03-13 18:00
2024-03-13 19:00
2024-03-13 20:00
2024-03-13 21:00
2024-03-13 22:00
2024-03-13 23:00
2024-03-14
2024-03-14 01:00
2024-03-14 02:00
2024-03-14 03:00
2024-03-14 04:00
2024-03-14 05:00
2024-03-14 06:00
2024-03-14 07:00
2024-03-14 08:00
2024-03-14 09:00
2024-03-14 10:00
2024-03-14 11:00
2024-03-14 12:00
2024-03-14 13:00
2024-03-14 14:00
2024-03-14 15:00
2024-03-14 16:00
2024-03-14 17:00
2024-03-14 18:00
2024-03-14 19:00
2024-03-14 20:00
2024-03-14 21:00
2024-03-14 22:00
2024-03-14 23:00
2024-03-15
2024-03-15 01:00
2024-03-15 02:00
2024-03-15 03:00
2024-03-15 04:00
2024-03-15 05:00
2024-03-15 06:00
2024-03-15 07:00
2024-03-15 08:00
2024-03-15 09:00
2024-03-15 10:00
2024-03-15 11:00
2024-03-15 12:00
2024-03-15 13:00
2024-03-15 14:00
2024-03-15 15:00
2024-03-15 16:00
2024-03-15 17:00
2024-03-15 18:00
2024-03-15 19:00
2024-03-15 20:00
2024-03-15 21:00
2024-03-15 22:00
2024-03-15 23:00
2024-03-16
2024-03-16 01:00
2024-03-16 02:00
2024-03-16 03:00
2024-03-16 04:00
2024-03-16 05:00
2024-03-16 06:00
2024-03-16 07:00
2024-03-16 08:00
2024-03-16 09:00
2024-03-16 10:00
2024-03-16 11:00
2024-03-16 12:00
2024-03-16 13:00
2024-03-16 14:00
2024-03-16 15:00
2024-03-16 16:00
2024-03-16 17:00
2024-03-16 18:00
2024-03-16 19:00
2024-03-16 20:00
2024-03-16 21:00
2024-03-16 22:00
2024-03-16 23:00
2024-03-17
2024-03-17 01:00
2024-03-17 02:00
2024-03-17 03:00
2024-03-17 04:00
2024-03-17 05:00
2024-03-17 06:00
2024-03-17 07:00
2024-03-17 08:00
2024-03-17 09:00
2024-03-17 10:00
2024-03-17 11:00
2024-03-17 12:00
2024-03-17 13:00
2024-03-17 14:00
2024-03-17 15:00
2024-03-17 16:00
2024-03-17 17:00
2024-03-17 18:00
2024-03-17 19:00
2024-03-17 20:00
2024-03-17 21:00
2024-03-17 22:00
2024-03-17 23:00
2024-03-18
2024-03-18 01:00
2024-03-18 02:00
2024-03-18 03:00
2024-03-18 04:00
2024-03-18 05:00
2024-03-18 06:00
2024-03-18 07:00
2024-03-18 08:00
2024-03-18 09:00
2024-03-18 10:00
2024-03-18 11:00
2024-03-18 12:00
2024-03-18 13:00
2024-03-18 14:00
2024-03-18 15:00
2024-03-18 16:00
2024-03-18 17:00
2024-03-18 18:00
2024-03-18 19:00
2024-03-18 20:00
2024-03-18 21:00
2024-03-18 22:00
2024-03-18 23:00
2024-03-19
2024-03-19 01:00
2024-03-19 02:00
2024-03-19 03:00
2024-03-19 04:00
2024-03-19 05:00
2024-03-19 06:00
2024-03-19 07:00
2024-03-19 08:00
2024-03-19 09:00
2024-03-19 10:00
2024-03-19 11:00
2024-03-19 12:00
2024-03-19 13:00
2024-03-19 14:00
2024-03-19 15:00
2024-03-19 16:00
2024-03-19 17:00
2024-03-19 18:00
2024-03-19 19:00
2024-03-19 20:00
2024-03-19 21:00
2024-03-19 22:00
2024-03-19 23:00
2024-03-20
2024-03-20 01:00
2024-03-20 02:00
2024-03-20 03:00
2024-03-20 04:00
2024-03-20 05:00
2024-03-20 06:00
2024-03-20 07:00
2024-03-20 08:00
2024-03-20 09:00
2024-03-20 10:00
2024-03-20 11:00
2024-03-20 12:00
2024-03-20 13:00
2024-03-20 14:00
2024-03-20 15:00
2024-03-20 16:00
2024-03-20 17:00
2024-03-20 18:00
2024-03-20 19:00
2024-03-20 20:00
2024-03-20 21:00
2024-03-20 22:00
2024-03-20 23:00
2024-03-21
2024-03-21 01:00
2024-03-21 02:00
2024-03-21 03:00
2024-03-21 04:00
2024-03-21 05:00
2024-03-21 06:00
2024-03-21 07:00
2024-03-21 08:00
2024-03-21 09:00
2024-03-21 10:00
2024-03-21 11:00
2024-03-21 12:00
2024-03-21 13:00
2024-03-21 14:00
2024-03-21 15:00
2024-03-21 16:00
2024-03-21 17:00
2024-03-21 18:00
2024-03-21 19:00
2024-03-21 20:00
2024-03-21 21:00
2024-03-21 22:00
2024-03-21 23:00
2024-03-22
2024-03-22 01:00
2024-03-22 02:00
2024-03-22 03:00
2024-03-22 04:00
2024-03-22 05:00
2024-03-22 06:00
2024-03-22 07:00
2024-03-22 08:00
2024-03-22 09:00
2024-03-22 10:00
2024-03-22 11:00
2024-03-22 12:00
2024-03-22 13:00
2024-03-22 14:00
2024-03-22 15:00
2024-03-22 16:00
2024-03-22 17:00
2024-03-22 18:00
2024-03-22 19:00
2024-03-22 20:00
2024-03-22 21:00
2024-03-22 22:00
2024-03-22 23:00
2024-03-23
2024-03-23 01:00
2024-03-23 02:00
2024-03-23 03:00
2024-03-23 04:00
2024-03-23 05:00
2024-03-23 06:00
2024-03-23 07:00
2024-03-23 08:00
2024-03-23 09:00
2024-03-23 10:00
2024-03-23 11:00
2024-03-23 12:00
2024-03-23 13:00
2024-03-23 14:00
2024-03-23 15:00
2024-03-23 16:00
2024-03-23 17:00
2024-03-23 18:00
2024-03-23 19:00
2024-03-23 20:00
2024-03-23 21:00
2024-03-23 22:00
2024-03-23 23:00
2024-03-24
2024-03-24 01:00
2024-03-24 02:00
2024-03-24 03:00
2024-03-24 04:00
2024-03-24 05:00
2024-03-24 06:00
2024-03-24 07:00
2024-03-24 08:00
2024-03-24 09:00
2024-03-24 10:00
2024-03-24 11:00
2024-03-24 12:00
2024-03-24 13:00
2024-03-24 14:00
2024-03-24 15:00
2024-03-24 16:00
2024-03-24 17:00
2024-03-24 18:00
2024-03-24 19:00
2024-03-24 20:00
2024-03-24 21:00
2024-03-24 22:00
2024-03-24 23:00
2024-03-25
2024-03-25 01:00
2024-03-25 02:00
2024-03-25 03:00
2024-03-25 04:00
2024-03-25 05:00
2024-03-25 06:00
2024-03-25 07:00
2024-03-25 08:00
2024-03-25 09:00
2024-03-25 10:00
2024-03-25 11:00
2024-03-25 12:00
2024-03-25 13:00
2024-03-25 14:00
2024-03-25 15:00
2024-03-25 16:00
2024-03-25 17:00
2024-03-25 18:00
2024-03-25 19:00
2024-03-25 20:00
2024-03-25 21:00
2024-03-25 22:00
2024-03-25 23:00
2024-03-26
2024-03-26 01:00
2024-03-26 02:00
2024-03-26 03:00
2024-03-26 04:00
2024-03-26 05:00
2024-03-26 06:00
2024-03-26 07:00
2024-03-26 08:00
2024-03-26 09:00
2024-03-26 10:00
2024-03-26 11:00
2024-03-26 12:00
2024-03-26 13:00
2024-03-26 14:00
2024-03-26 15:00
2024-03-26 16:00
2024-03-26 17:00
2024-03-26 18:00
2024-03-26 19:00
2024-03-26 20:00
2024-03-26 21:00
2024-03-26 22:00
2024-03-26 23:00
2024-03-27
2024-03-27 01:00
2024-03-27 02:00
2024-03-27 03:00
2024-03-27 04:00
2024-03-27 05:00
2024-03-27 06:00
2024-03-27 07:00
2024-03-27 08:00
2024-03-27 09:00
2024-03-27 10:00
2024-03-27 11:00
2024-03-27 12:00
2024-03-27 13:00
2024-03-27 14:00
2024-03-27 15:00
2024-03-27 16:00
2024-03-27 17:00
2024-03-27 18:00
2024-03-27 19:00
2024-03-27 20:00
2024-03-27 21:00
2024-03-27 22:00
2024-03-27 23:00
2024-03-28
2024-03-28 01:00
2024-03-28 02:00
2024-03-28 03:00
2024-03-28 04:00
2024-03-28 05:00
2024-03-28 06:00
2024-03-28 07:00
2024-03-28 08:00
2024-03-28 09:00
2024-03-28 10:00
2024-03-28 11:00
2024-03-28 12:00
2024-03-28 13:00
2024-03-28 14:00
2024-03-28 15:00
2024-03-28 16:00
2024-03-28 17:00
2024-03-28 18:00
2024-03-28 19:00
2024-03-28 20:00
2024-03-28 21:00
2024-03-28 22:00
2024-03-28 23:00
2024-03-29
2024-03-29 01:00
2024-03-29 02:00
2024-03-29 03:00
2024-03-29 04:00
2024-03-29 05:00
2024-03-29 06:00
2024-03-29 07:00
2024-03-29 08:00
2024-03-29 09:00
2024-03-29 10:00
2024-03-29 11:00
2024-03-29 12:00
2024-03-29 13:00
2024-03-29 14:00
2024-03-29 15:00
2024-03-29 16:00
2024-03-29 17:00
2024-03-29 18:00
2024-03-29 19:00
2024-03-29 20:00
2024-03-29 21:00
2024-03-29 22:00
2024-03-29 23:00
2024-03-30
2024-03-30 01:00
2024-03-30 02:00
2024-03-30 03:00
2024-03-30 04:00
2024-03-30 05:00
2024-03-30 06:00
2024-03-30 07:00
2024-03-30 08:00
2024-03-30 09:00
2024-03-30 10:00
2024-03-30 11:00
2024-03-30 12:00
2024-03-30 13:00
2024-03-30 14:00
2024-03-30 15:00
2024-03-30 16:00
2024-03-30 17:00
2024-03-30 18:00
2024-03-30 19:00
2024-03-30 20:00
2024-03-30 21:00
2024-03-30 22:00
2024-03-30 23:00
2024-03-31
2024-03-31 01:00
2024-03-31 02:00
2024-03-31 03:00
2024-03-31 04:00
2024-03-31 05:00
2024-03-31 06:00
2024-03-31 07:00
2024-03-31 08:00
2024-03-31 09:00
2024-03-31 10:00
2024-03-31 11:00
2024-03-31 12:00
2024-03-31 13:00
2024-03-31 14:00
2024-03-31 15:00
2024-03-31 16:00
2024-03-31 17:00
2024-03-31 18:00
2024-03-31 19:00
2024-03-31 20:00
2024-03-31 21:00
2024-03-31 22:00
2024-03-31 23:00
2024-04-01
2024-04-01 01:00
2024-04-01 02:00
2024-04-01 03:00
2024-04-01 04:00
2024-04-01 05:00
2024-04-01 06:00
2024-04-01 07:00
2024-04-01 08:00
2024-04-01 09:00
2024-04-01 10:00
2024-04-01 11:00
2024-04-01 12:00
2024-04-01 13:00
2024-04-01 14:00
2024-04-01 15:00
2024-04-01 16:00
2024-04-01 17:00
2024-04-01 18:00
2024-04-01 19:00
2024-04-01 20:00
2024-04-01 21:00
2024-04-01 22:00
2024-04-01 23:00
2024-04-02
2024-04-02 01:00
2024-04-02 02:00
2024-04-02 03:00
2024-04-02 04:00
2024-04-02 05:00
2024-04-02 06:00
2024-04-02 07:00
2024-04-02 08:00
2024-04-02 09:00
2024-04-02 10:00
2024-04-02 11:00
2024-04-02 12:00
2024-04-02 13:00
2024-04-02 14:00
2024-04-02 15:00
2024-04-02 16:00
2024-04-02 17:00
2024-04-02 18:00
2024-04-02 19:00
2024-04-02 20:00
2024-04-02 21:00
2024-04-02 22:00
2024-04-02 23:00
2024-04-03
2024-04-03 01:00
2024-04-03 02:00
2024-04-03 03:00
2024-04-03 04:00
2024-04-03 05:00
2024-04-03 06:00
2024-04-03 07:00
2024-04-03 08:00
2024-04-03 09:00
2024-04-03 10:00
2024-04-03 11:00
2024-04-03 12:00
2024-04-03 13:00
2024-04-03 14:00
2024-04-03 15:00
2024-04-03 16:00
2024-04-03 17:00
2024-04-03 18:00
2024-04-03 19:00
2024-04-03 20:00
2024-04-03 21:00
2024-04-03 22:00
2024-04-03 23:00
2024-04-04
2024-04-04 01:00
2024-04-04 02:00
2024-04-04 03:00
2024-04-04 04:00
2024-04-04 05:00
2024-04-04 06:00
2024-04-04 07:00
2024-04-04 08:00
2024-04-04 09:00
2024-04-04 10:00
2024-04-04 11:00
2024-04-04 12:00
2024-04-04 13:00
2024-04-04 14:00
2024-04-04 15:00
2024-04-04 16:00
2024-04-04 17:00
2024-04-04 18:00
2024-04-04 19:00
2024-04-04 20:00
2024-04-04 21:00
2024-04-04 22:00
2024-04-04 23:00
2024-04-05
2024-04-05 01:00
2024-04-05 02:00
2024-04-05 03:00
2024-04-05 04:00
2024-04-05 05:00
2024-04-05 06:00
2024-04-05 07:00
2024-04-05 08:00
2024-04-05 09:00
2024-04-05 10:00
2024-04-05 11:00
2024-04-05 12:00
2024-04-05 13:00
2024-04-05 14:00
2024-04-05 15:00
2024-04-05 16:00
2024-04-05 17:00
2024-04-05 18:00
2024-04-05 19:00
2024-04-05 20:00
2024-04-05 21:00
2024-04-05 22:00
2024-04-05 23:00
2024-04-06
2024-04-06 01:00
2024-04-06 02:00
2024-04-06 03:00
2024-04-06 04:00
2024-04-06 05:00
2024-04-06 06:00
2024-04-06 07:00
2024-04-06 08:00
2024-04-06 09:00
2024-04-06 10:00
2024-04-06 11:00
2024-04-06 12:00
2024-04-06 13:00
2024-04-06 14:00
2024-04-06 15:00
2024-04-06 16:00
2024-04-06 17:00
2024-04-06 18:00
2024-04-06 19:00
2024-04-06 20:00
2024-04-06 21:00
2024-04-06 22:00
2024-04-06 23:00
2024-04-07
2024-04-07 01:00
2024-04-07 02:00
2024-04-07 03:00
2024-04-07 04:00
2024-04-07 05:00
2024-04-07 06:00
2024-04-07 07:00
2024-04-07 08:00
2024-04-07 09:00
2024-04-07 10:00
2024-04-07 11:00
2024-04-07 12:00
2024-04-07 13:00
2024-04-07 14:00
2024-04-07 15:00
2024-04-07 16:00
2024-04-07 17:00
2024-04-07 18:00
2024-04-07 19:00
2024-04-07 20:00
2024-04-07 21:00
2024-04-07 22:00
2024-04-07 23:00
2024-04-08
2024-04-08 01:00
2024-04-08 02:00
2024-04-08 03:00
2024-04-08 04:00
2024-04-08 05:00
2024-04-08 06:00
2024-04-08 07:00
2024-04-08 08:00
2024-04-08 09:00
2024-04-08 10:00
2024-04-08 11:00
2024-04-08 12:00
2024-04-08 13:00
2024-04-08 14:00
2024-04-08 15:00
2024-04-08 16:00
2024-04-08 17:00
2024-04-08 18:00
2024-04-08 19:00
2024-04-08 20:00
2024-04-08 21:00
2024-04-08 22:00
2024-04-08 23:00
2024-04-09
2024-04-09 01:00
2024-04-09 02:00
2024-04-09 03:00
2024-04-09 04:00
2024-04-09 05:00
2024-04-09 06:00
2024-04-09 07:00
2024-04-09 08:00
2024-04-09 09:00
2024-04-09 10:00
2024-04-09 11:00
2024-04-09 12:00
2024-04-09 13:00
2024-04-09 14:00
2024-04-09 15:00
2024-04-09 16:00
2024-04-09 17:00
2024-04-09 18:00
2024-04-09 19:00
2024-04-09 20:00
2024-04-09 21:00
2024-04-09 22:00
2024-04-09 23:00
2024-04-10
2024-04-10 01:00
2024-04-10 02:00
2024-04-10 03:00
2024-04-10 04:00
2024-04-10 05:00
2024-04-10 06:00
2024-04-10 07:00
2024-04-10 08:00
2024-04-10 09:00
2024-04-10 10:00
2024-04-10 11:00
2024-04-10 12:00
2024-04-10 13:00
2024-04-10 14:00
2024-04-10 15:00
2024-04-10 16:00
2024-04-10 17:00
2024-04-10 18:00
2024-04-10 19:00
2024-04-10 20:00
2024-04-10 21:00
2024-04-10 22:00
2024-04-10 23:00
2024-04-11
2024-04-11 01:00
2024-04-11 02:00
2024-04-11 03:00
2024-04-11 04:00
2024-04-11 05:00
2024-04-11 06:00
2024-04-11 07:00
2024-04-11 08:00
2024-04-11 09:00
2024-04-11 10:00
2024-04-11 11:00
2024-04-11 12:00
2024-04-11 13:00
2024-04-11 14:00
2024-04-11 15:00
2024-04-11 16:00
2024-04-11 17:00
2024-04-11 18:00
2024-04-11 19:00
2024-04-11 20:00
2024-04-11 21:00
2024-04-11 22:00
2024-04-11 23:00
2024-04-12
2024-04-12 01:00
2024-04-12 02:00
2024-04-12 03:00
2024-04-12 04:00
2024-04-12 05:00
2024-04-12 06:00
2024-04-12 07:00
2024-04-12 08:00
2024-04-12 09:00
2024-04-12 10:00
2024-04-12 11:00
2024-04-12 12:00
2024-04-12 13:00
2024-04-12 14:00
2024-04-12 15:00
2024-04-12 16:00
2024-04-12 17:00
2024-04-12 18:00
2024-04-12 19:00
2024-04-12 20:00
2024-04-12 21:00
2024-04-12 22:00
2024-04-12 23:00
2024-04-13
2024-04-13 01:00
2024-04-13 02:00
2024-04-13 03:00
2024-04-13 04:00
2024-04-13 05:00
2024-04-13 06:00
2024-04-13 07:00
2024-04-13 08:00
2024-04-13 09:00
2024-04-13 10:00
2024-04-13 11:00
2024-04-13 12:00
2024-04-13 13:00
2024-04-13 14:00
2024-04-13 15:00
2024-04-13 16:00
2024-04-13 17:00
2024-04-13 18:00
2024-04-13 19:00
2024-04-13 20:00
2024-04-13 21:00
2024-04-13 22:00
2024-04-13 23:00
2024-04-14
2024-04-14 01:00
2024-04-14 02:00
2024-04-14 03:00
2024-04-14 04:00
2024-04-14 05:00
2024-04-14 06:00
2024-04-14 07:00
2024-04-14 08:00
2024-04-14 09:00
2024-04-14 10:00
2024-04-14 11:00
2024-04-14 12:00
2024-04-14 13:00
2024-04-14 14:00
2024-04-14 15:00
2024-04-14 16:00
2024-04-14 17:00
2024-04-14 18:00
2024-04-14 19:00
2024-04-14 20:00
2024-04-14 21:00
2024-04-14 22:00
2024-04-14 23:00
2024-04-15
2024-04-15 01:00
2024-04-15 02:00
2024-04-15 03:00
2024-04-15 04:00
2024-04-15 05:00
2024-04-15 06:00
2024-04-15 07:00
2024-04-15 08:00
2024-04-15 09:00
2024-04-15 10:00
2024-04-15 11:00
2024-04-15 12:00
2024-04-15 13:00
2024-04-15 14:00
2024-04-15 15:00
2024-04-15 16:00
2024-04-15 17:00
2024-04-15 18:00
2024-04-15 19:00
2024-04-15 20:00
2024-04-15 21:00
2024-04-15 22:00
2024-04-15 23:00
2024-04-16
2024-04-16 01:00
2024-04-16 02:00
2024-04-16 03:00
2024-04-16 04:00
2024-04-16 05:00
2024-04-16 06:00
2024-04-16 07:00
2024-04-16 08:00
2024-04-16 09:00
2024-04-16 10:00
2024-04-16 11:00
2024-04-16 12:00
2024-04-16 13:00
2024-04-16 14:00
2024-04-16 15:00
2024-04-16 16:00
2024-04-16 17:00
2024-04-16 18:00
2024-04-16 19:00
2024-04-16 20:00
2024-04-16 21:00
2024-04-16 22:00
2024-04-16 23:00
2024-04-17
2024-04-17 01:00
2024-04-17 02:00
2024-04-17 03:00
2024-04-17 04:00
2024-04-17 05:00
2024-04-17 06:00
2024-04-17 07:00
2024-04-17 08:00
2024-04-17 09:00
2024-04-17 10:00
2024-04-17 11:00
2024-04-17 12:00
2024-04-17 13:00
2024-04-17 14:00
2024-04-17 15:00
2024-04-17 16:00
2024-04-17 17:00
2024-04-17 18:00
2024-04-17 19:00
2024-04-17 20:00
2024-04-17 21:00
2024-04-17 22:00
2024-04-17 23:00
2024-04-18
2024-04-18 01:00
2024-04-18 02:00
2024-04-18 03:00
2024-04-18 04:00
2024-04-18 05:00
2024-04-18 06:00
2024-04-18 07:00
2024-04-18 08:00
2024-04-18 09:00
2024-04-18 10:00
2024-04-18 11:00
2024-04-18 12:00
2024-04-18 13:00
2024-04-18 14:00
2024-04-18 15:00
2024-04-18 16:00
2024-04-18 17:00
2024-04-18 18:00
2024-04-18 19:00
2024-04-18 20:00
2024-04-18 21:00
2024-04-18 22:00
2024-04-18 23:00
2024-04-19
2024-04-19 01:00
2024-04-19 02:00
2024-04-19 03:00
2024-04-19 04:00
2024-04-19 05:00
2024-04-19 06:00
2024-04-19 07:00
2024-04-19 08:00
2024-04-19 09:00
2024-04-19 10:00
2024-04-19 11:00
2024-04-19 12:00
2024-04-19 13:00
2024-04-19 14:00
2024-04-19 15:00
2024-04-19 16:00
2024-04-19 17:00
2024-04-19 18:00
2024-04-19 19:00
2024-04-19 20:00
2024-04-19 21:00
2024-04-19 22:00
2024-04-19 23:00
2024-04-20
2024-04-20 01:00
2024-04-20 02:00
2024-04-20 03:00
2024-04-20 04:00
2024-04-20 05:00
2024-04-20 06:00
2024-04-20 07:00
2024-04-20 08:00
2024-04-20 09:00
2024-04-20 10:00
2024-04-20 11:00
2024-04-20 12:00
2024-04-20 13:00
2024-04-20 14:00
2024-04-20 15:00
2024-04-20 16:00
2024-04-20 17:00
2024-04-20 18:00
2024-04-20 19:00
2024-04-20 20:00
2024-04-20 21:00
2024-04-20 22:00
2024-04-20 23:00
2024-04-21
2024-04-21 01:00
2024-04-21 02:00
2024-04-21 03:00
2024-04-21 04:00
2024-04-21 05:00
2024-04-21 06:00
2024-04-21 07:00
2024-04-21 08:00
2024-04-21 09:00
2024-04-21 10:00
2024-04-21 11:00
2024-04-21 12:00
2024-04-21 13:00
2024-04-21 14:00
2024-04-21 15:00
2024-04-21 16:00
2024-04-21 17:00
2024-04-21 18:00
2024-04-21 19:00
2024-04-21 20:00
2024-04-21 21:00
2024-04-21 22:00
2024-04-21 23:00
2024-04-22
2024-04-22 01:00
2024-04-22 02:00
2024-04-22 03:00
2024-04-22 04:00
2024-04-22 05:00
2024-04-22 06:00
2024-04-22 07:00
2024-04-22 08:00
2024-04-22 09:00
2024-04-22 10:00
2024-04-22 11:00
2024-04-22 12:00
2024-04-22 13:00
2024-04-22 14:00
2024-04-22 15:00
2024-04-22 16:00
2024-04-22 17:00
2024-04-22 18:00
2024-04-22 19:00
2024-04-22 20:00
2024-04-22 21:00
2024-04-22 22:00
2024-04-22 23:00
2024-04-23
2024-04-23 01:00
2024-04-23 02:00
2024-04-23 03:00
2024-04-23 04:00
2024-04-23 05:00
2024-04-23 06:00
2024-04-23 07:00
2024-04-23 08:00
2024-04-23 09:00
2024-04-23 10:00
2024-04-23 11:00
2024-04-23 12:00
2024-04-23 13:00
2024-04-23 14:00
2024-04-23 15:00
2024-04-23 16:00
2024-04-23 17:00
2024-04-23 18:00
2024-04-23 19:00
2024-04-23 20:00
2024-04-23 21:00
2024-04-23 22:00
2024-04-23 23:00
2024-04-24
2024-04-24 01:00
2024-04-24 02:00
2024-04-24 03:00
2024-04-24 04:00
2024-04-24 05:00
2024-04-24 06:00
2024-04-24 07:00
2024-04-24 08:00
2024-04-24 09:00
2024-04-24 10:00
2024-04-24 11:00
2024-04-24 12:00
2024-04-24 13:00
2024-04-24 14:00
2024-04-24 15:00
2024-04-24 16:00
2024-04-24 17:00
2024-04-24 18:00
2024-04-24 19:00
2024-04-24 20:00
2024-04-24 21:00
2024-04-24 22:00
2024-04-24 23:00
2024-04-25
2024-04-25 01:00
2024-04-25 02:00
2024-04-25 03:00
2024-04-25 04:00
2024-04-25 05:00
2024-04-25 06:00
2024-04-25 07:00
2024-04-25 08:00
2024-04-25 09:00
2024-04-25 10:00
2024-04-25 11:00
2024-04-25 12:00
2024-04-25 13:00
2024-04-25 14:00
2024-04-25 15:00
2024-04-25 16:00
2024-04-25 17:00
2024-04-25 18:00
2024-04-25 19:00
2024-04-25 20:00
2024-04-25 21:00
2024-04-25 22:00
2024-04-25 23:00
2024-04-26
2024-04-26 01:00
2024-04-26 02:00
2024-04-26 03:00
2024-04-26 04:00
2024-04-26 05:00
2024-04-26 06:00
2024-04-26 07:00
2024-04-26 08:00
2024-04-26 09:00
2024-04-26 10:00
2024-04-26 11:00
2024-04-26 12:00
2024-04-26 13:00
2024-04-26 14:00
2024-04-26 15:00
2024-04-26 16:00
2024-04-26 17:00
2024-04-26 18:00
2024-04-26 19:00
2024-04-26 20:00
2024-04-26 21:00
2024-04-26 22:00
2024-04-26 23:00
2024-04-27
2024-04-27 01:00
2024-04-27 02:00
2024-04-27 03:00
2024-04-27 04:00
2024-04-27 05:00
2024-04-27 06:00
2024-04-27 07:00
2024-04-27 08:00
2024-04-27 09:00
2024-04-27 10:00
2024-04-27 11:00
2024-04-27 12:00
2024-04-27 13:00
2024-04-27 14:00
2024-04-27 15:00
2024-04-27 16:00
2024-04-27 17:00
2024-04-27 18:00
2024-04-27 19:00
2024-04-27 20:00
2024-04-27 21:00
2024-04-27 22:00
2024-04-27 23:00
2024-04-28
2024-04-28 01:00
2024-04-28 02:00
2024-04-28 03:00
2024-04-28 04:00
2024-04-28 05:00
2024-04-28 06:00
2024-04-28 07:00
2024-04-28 08:00
2024-04-28 09:00
2024-04-28 10:00
2024-04-28 11:00
2024-04-28 12:00
2024-04-28 13:00
2024-04-28 14:00
2024-04-28 15:00
2024-04-28 16:00
2024-04-28 17:00
2024-04-28 18:00
2024-04-28 19:00
2024-04-28 20:00
2024-04-28 21:00
2024-04-28 22:00
2024-04-28 23:00
2024-04-29
2024-04-29 01:00
2024-04-29 02:00
2024-04-29 03:00
2024-04-29 04:00
2024-04-29 05:00
2024-04-29 06:00
2024-04-29 07:00
2024-04-29 08:00
2024-04-29 09:00
2024-04-29 10:00
2024-04-29 11:00
2024-04-29 12:00
2024-04-29 13:00
2024-04-29 14:00
2024-04-29 15:00
2024-04-29 16:00
2024-04-29 17:00
2024-04-29 18:00
2024-04-29 19:00
2024-04-29 20:00
2024-04-29 21:00
2024-04-29 22:00
2024-04-29 23:00
2024-04-30
2024-04-30 01:00
2024-04-30 02:00
2024-04-30 03:00
2024-04-30 04:00
2024-04-30 05:00
2024-04-30 06:00
2024-04-30 07:00
2024-04-30 08:00
2024-04-30 09:00
2024-04-30 10:00
2024-04-30 11:00
2024-04-30 12:00
2024-04-30 13:00
2024-04-30 14:00
2024-04-30 15:00
2024-04-30 16:00
2024-04-30 17:00
2024-04-30 18:00
2024-04-30 19:00
2024-04-30 20:00
2024-04-30 21:00
2024-04-30 22:00
2024-04-30 23:00
2024-05-01
2024-05-01 01:00
2024-05-01 02:00
2024-05-01 03:00
2024-05-01 04:00
2024-05-01 05:00
2024-05-01 06:00
2024-05-01 07:00
2024-05-01 08:00
2024-05-01 09:00
2024-05-01 10:00
2024-05-01 11:00
2024-05-01 12:00
2024-05-01 13:00
2024-05-01 14:00
2024-05-01 15:00
2024-05-01 16:00
2024-05-01 17:00
2024-05-01 18:00
2024-05-01 19:00
2024-05-01 20:00
2024-05-01 21:00
2024-05-01 22:00
2024-05-01 23:00
2024-05-02
2024-05-02 01:00
2024-05-02 02:00
2024-05-02 03:00
2024-05-02 04:00
2024-05-02 05:00
2024-05-02 06:00
2024-05-02 07:00
2024-05-02 08:00
2024-05-02 09:00
2024-05-02 10:00
2024-05-02 11:00
2024-05-02 12:00
2024-05-02 13:00
2024-05-02 14:00
2024-05-02 15:00
2024-05-02 16:00
2024-05-02 17:00
2024-05-02 18:00
2024-05-02 19:00
2024-05-02 20:00
2024-05-02 21:00
2024-05-02 22:00
2024-05-02 23:00
2024-05-03
2024-05-03 01:00
2024-05-03 02:00
2024-05-03 03:00
2024-05-03 04:00
2024-05-03 05:00
2024-05-03 06:00
2024-05-03 07:00
2024-05-03 08:00
2024-05-03 09:00
2024-05-03 10:00
2024-05-03 11:00
2024-05-03 12:00
2024-05-03 13:00
2024-05-03 14:00
2024-05-03 15:00
2024-05-03 16:00
2024-05-03 17:00
2024-05-03 18:00
2024-05-03 19:00
2024-05-03 20:00
2024-05-03 21:00
2024-05-03 22:00
2024-05-03 23:00
2024-05-04
2024-05-04 01:00
2024-05-04 02:00
2024-05-04 03:00
2024-05-04 04:00
2024-05-04 05:00
2024-05-04 06:00
2024-05-04 07:00
2024-05-04 08:00
2024-05-04 09:00
2024-05-04 10:00
2024-05-04 11:00
2024-05-04 12:00
2024-05-04 13:00
2024-05-04 14:00
2024-05-04 15:00
2024-05-04 16:00
2024-05-04 17:00
2024-05-04 18:00
2024-05-04 19:00
2024-05-04 20:00
2024-05-04 21:00
2024-05-04 22:00
2024-05-04 23:00
2024-05-05
2024-05-05 01:00
2024-05-05 02:00
2024-05-05 03:00
2024-05-05 04:00
2024-05-05 05:00
2024-05-05 06:00
2024-05-05 07:00
2024-05-05 08:00
2024-05-05 09:00
2024-05-05 10:00
2024-05-05 11:00
2024-05-05 12:00
2024-05-05 13:00
2024-05-05 14:00
2024-05-05 15:00
2024-05-05 16:00
2024-05-05 17:00
2024-05-05 18:00
2024-05-05 19:00
2024-05-05 20:00
2024-05-05 21:00
2024-05-05 22:00
2024-05-05 23:00
2024-05-06
2024-05-06 01:00
2024-05-06 02:00
2024-05-06 03:00
2024-05-06 04:00
2024-05-06 05:00
2024-05-06 06:00
2024-05-06 07:00
2024-05-06 08:00
2024-05-06 09:00
2024-05-06 10:00
2024-05-06 11:00
2024-05-06 12:00
2024-05-06 13:00
2024-05-06 14:00
2024-05-06 15:00
2024-05-06 16:00
2024-05-06 17:00
2024-05-06 18:00
2024-05-06 19:00
2024-05-06 20:00
2024-05-06 21:00
2024-05-06 22:00
2024-05-06 23:00
2024-05-07
2024-05-07 01:00
2024-05-07 02:00
2024-05-07 03:00
2024-05-07 04:00
2024-05-07 05:00
2024-05-07 06:00
2024-05-07 07:00
2024-05-07 08:00
2024-05-07 09:00
2024-05-07 10:00
2024-05-07 11:00
2024-05-07 12:00
2024-05-07 13:00
2024-05-07 14:00
2024-05-07 15:00
2024-05-07 16:00
2024-05-07 17:00
2024-05-07 18:00
2024-05-07 19:00
2024-05-07 20:00
2024-05-07 21:00
2024-05-07 22:00
2024-05-07 23:00
2024-05-08
2024-05-08 01:00
2024-05-08 02:00
2024-05-08 03:00
2024-05-08 04:00
2024-05-08 05:00
2024-05-08 06:00
2024-05-08 07:00
2024-05-08 08:00
2024-05-08 09:00
2024-05-08 10:00
2024-05-08 11:00
2024-05-08 12:00
2024-05-08 13:00
2024-05-08 14:00
2024-05-08 15:00
2024-05-08 16:00
2024-05-08 17:00
2024-05-08 18:00
2024-05-08 19:00
2024-05-08 20:00
2024-05-08 21:00
2024-05-08 22:00
2024-05-08 23:00
2024-05-09
2024-05-09 01:00
2024-05-09 02:00
2024-05-09 03:00
2024-05-09 04:00
2024-05-09 05:00
2024-05-09 06:00
2024-05-09 07:00
2024-05-09 08:00
2024-05-09 09:00
2024-05-09 10:00
2024-05-09 11:00
2024-05-09 12:00
2024-05-09 13:00
2024-05-09 14:00
2024-05-09 15:00
2024-05-09 16:00
2024-05-09 17:00
2024-05-09 18:00
2024-05-09 19:00
2024-05-09 20:00
2024-05-09 21:00
2024-05-09 22:00
2024-05-09 23:00
2024-05-10
2024-05-10 01:00
2024-05-10 02:00
2024-05-10 03:00
2024-05-10 04:00
2024-05-10 05:00
2024-05-10 06:00
2024-05-10 07:00
2024-05-10 08:00
2024-05-10 09:00
2024-05-10 10:00
2024-05-10 11:00
2024-05-10 12:00
2024-05-10 13:00
2024-05-10 14:00
2024-05-10 15:00
2024-05-10 16:00
2024-05-10 17:00
2024-05-10 18:00
2024-05-10 19:00
2024-05-10 20:00
2024-05-10 21:00
2024-05-10 22:00
2024-05-10 23:00
2024-05-11
2024-05-11 01:00
2024-05-11 02:00
2024-05-11 03:00
2024-05-11 04:00
2024-05-11 05:00
2024-05-11 06:00
2024-05-11 07:00
2024-05-11 08:00
2024-05-11 09:00
2024-05-11 10:00
2024-05-11 11:00
2024-05-11 12:00
2024-05-11 13:00
2024-05-11 14:00
2024-05-11 15:00
2024-05-11 16:00
2024-05-11 17:00
2024-05-11 18:00
2024-05-11 19:00
2024-05-11 20:00
2024-05-11 21:00
2024-05-11 22:00
2024-05-11 23:00
2024-05-12
2024-05-12 01:00
2024-05-12 02:00
2024-05-12 03:00
2024-05-12 04:00
2024-05-12 05:00
2024-05-12 06:00
2024-05-12 07:00
2024-05-12 08:00
2024-05-12 09:00
2024-05-12 10:00
2024-05-12 11:00
2024-05-12 12:00
2024-05-12 13:00
2024-05-12 14:00
2024-05-12 15:00
2024-05-12 16:00
2024-05-12 17:00
2024-05-12 18:00
2024-05-12 19:00
2024-05-12 20:00
2024-05-12 21:00
2024-05-12 22:00
2024-05-12 23:00
2024-05-13
2024-05-13 01:00
2024-05-13 02:00
2024-05-13 03:00
2024-05-13 04:00
2024-05-13 05:00
2024-05-13 06:00
2024-05-13 07:00
2024-05-13 08:00
2024-05-13 09:00
2024-05-13 10:00
2024-05-13 11:00
2024-05-13 12:00
2024-05-13 13:00
2024-05-13 14:00
2024-05-13 15:00
2024-05-13 16:00
2024-05-13 17:00
2024-05-13 18:00
2024-05-13 19:00
2024-05-13 20:00
2024-05-13 21:00
2024-05-13 22:00
2024-05-13 23:00
2024-05-14
2024-05-14 01:00
2024-05-14 02:00
2024-05-14 03:00
2024-05-14 04:00
2024-05-14 05:00
2024-05-14 06:00
2024-05-14 07:00
2024-05-14 08:00
2024-05-14 09:00
2024-05-14 10:00
2024-05-14 11:00
2024-05-14 12:00
2024-05-14 13:00
2024-05-14 14:00
2024-05-14 15:00
2024-05-14 16:00
2024-05-14 17:00
2024-05-14 18:00
2024-05-14 19:00
2024-05-14 20:00
2024-05-14 21:00
2024-05-14 22:00
2024-05-14 23:00
2024-05-15
2024-05-15 01:00
2024-05-15 02:00
2024-05-15 03:00
2024-05-15 04:00
2024-05-15 05:00
2024-05-15 06:00
2024-05-15 07:00
2024-05-15 08:00
2024-05-15 09:00
2024-05-15 10:00
2024-05-15 11:00
2024-05-15 12:00
2024-05-15 13:00
2024-05-15 14:00
2024-05-15 15:00
2024-05-15 16:00
2024-05-15 17:00
2024-05-15 18:00
2024-05-15 19:00
2024-05-15 20:00
2024-05-15 21:00
2024-05-15 22:00
2024-05-15 23:00
2024-05-16
2024-05-16 01:00
2024-05-16 02:00
2024-05-16 03:00
2024-05-16 04:00
2024-05-16 05:00
2024-05-16 06:00
2024-05-16 07:00
2024-05-16 08:00
2024-05-16 09:00
2024-05-16 10:00
2024-05-16 11:00
2024-05-16 12:00
2024-05-16 13:00
2024-05-16 14:00
2024-05-16 15:00
2024-05-16 16:00
2024-05-16 17:00
2024-05-16 18:00
2024-05-16 19:00
2024-05-16 20:00
2024-05-16 21:00
2024-05-16 22:00
2024-05-16 23:00
2024-05-17
2024-05-17 01:00
2024-05-17 02:00
2024-05-17 03:00
2024-05-17 04:00
2024-05-17 05:00
2024-05-17 06:00
2024-05-17 07:00
2024-05-17 08:00
2024-05-17 09:00
2024-05-17 10:00
2024-05-17 11:00
2024-05-17 12:00
2024-05-17 13:00
2024-05-17 14:00
2024-05-17 15:00
2024-05-17 16:00
2024-05-17 17:00
2024-05-17 18:00
2024-05-17 19:00
2024-05-17 20:00
2024-05-17 21:00
2024-05-17 22:00
2024-05-17 23:00
2024-05-18
2024-05-18 01:00
2024-05-18 02:00
2024-05-18 03:00
2024-05-18 04:00
2024-05-18 05:00
2024-05-18 06:00
2024-05-18 07:00
2024-05-18 08:00
2024-05-18 09:00
2024-05-18 10:00
2024-05-18 11:00
2024-05-18 12:00
2024-05-18 13:00
2024-05-18 14:00
2024-05-18 15:00
2024-05-18 16:00
2024-05-18 17:00
2024-05-18 18:00
2024-05-18 19:00
2024-05-18 20:00
2024-05-18 21:00
2024-05-18 22:00
2024-05-18 23:00
2024-05-19
2024-05-19 01:00
2024-05-19 02:00
2024-05-19 03:00
2024-05-19 04:00
2024-05-19 05:00
2024-05-19 06:00
2024-05-19 07:00
2024-05-19 08:00
2024-05-19 09:00
2024-05-19 10:00
2024-05-19 11:00
2024-05-19 12:00
2024-05-19 13:00
2024-05-19 14:00
2024-05-19 15:00
2024-05-19 16:00
2024-05-19 17:00
2024-05-19 18:00
2024-05-19 19:00
2024-05-19 20:00
2024-05-19 21:00
2024-05-19 22:00
2024-05-19 23:00
2024-05-20
2024-05-20 01:00
2024-05-20 02:00
2024-05-20 03:00
2024-05-20 04:00
2024-05-20 05:00
2024-05-20 06:00
2024-05-20 07:00
2024-05-20 08:00
2024-05-20 09:00
2024-05-20 10:00
2024-05-20 11:00
2024-05-20 12:00
2024-05-20 13:00
2024-05-20 14:00
2024-05-20 15:00
2024-05-20 16:00
2024-05-20 17:00
2024-05-20 18:00
2024-05-20 19:00
2024-05-20 20:00
2024-05-20 21:00
2024-05-20 22:00
2024-05-20 23:00
2024-05-21
2024-05-21 01:00
2024-05-21 02:00
2024-05-21 03:00
2024-05-21 04:00
2024-05-21 05:00
2024-05-21 06:00
2024-05-21 07:00
2024-05-21 08:00
2024-05-21 09:00
2024-05-21 10:00
2024-05-21 11:00
2024-05-21 12:00
2024-05-21 13:00
2024-05-21 14:00
2024-05-21 15:00
2024-05-21 16:00
2024-05-21 17:00
2024-05-21 18:00
2024-05-21 19:00
2024-05-21 20:00
2024-05-21 21:00
2024-05-21 22:00
2024-05-21 23:00
2024-05-22
2024-05-22 01:00
2024-05-22 02:00
2024-05-22 03:00
2024-05-22 04:00
2024-05-22 05:00
2024-05-22 06:00
2024-05-22 07:00
2024-05-22 08:00
2024-05-22 09:00
2024-05-22 10:00
2024-05-22 11:00
2024-05-22 12:00
2024-05-22 13:00
2024-05-22 14:00
2024-05-22 15:00
2024-05-22 16:00
2024-05-22 17:00
2024-05-22 18:00
2024-05-22 19:00
2024-05-22 20:00
2024-05-22 21:00
2024-05-22 22:00
2024-05-22 23:00
2024-05-23
2024-05-23 01:00
2024-05-23 02:00
2024-05-23 03:00
2024-05-23 04:00
2024-05-23 05:00
2024-05-23 06:00
2024-05-23 07:00
2024-05-23 08:00
2024-05-23 09:00
2024-05-23 10:00
2024-05-23 11:00
2024-05-23 12:00
2024-05-23 13:00
2024-05-23 14:00
2024-05-23 15:00
2024-05-23 16:00
2024-05-23 17:00
2024-05-23 18:00
2024-05-23 19:00
2024-05-23 20:00
2024-05-23 21:00
2024-05-23 22:00
2024-05-23 23:00
2024-05-24
2024-05-24 01:00
2024-05-24 02:00
2024-05-24 03:00
2024-05-24 04:00
2024-05-24 05:00
2024-05-24 06:00
2024-05-24 07:00
2024-05-24 08:00
2024-05-24 09:00
2024-05-24 10:00
2024-05-24 11:00
2024-05-24 12:00
2024-05-24 13:00
2024-05-24 14:00
2024-05-24 15:00
2024-05-24 16:00
2024-05-24 17:00
2024-05-24 18:00
2024-05-24 19:00
2024-05-24 20:00
2024-05-24 21:00
2024-05-24 22:00
2024-05-24 23:00
2024-05-25
2024-05-25 01:00
2024-05-25 02:00
2024-05-25 03:00
2024-05-25 04:00
2024-05-25 05:00
2024-05-25 06:00
2024-05-25 07:00
2024-05-25 08:00
2024-05-25 09:00
2024-05-25 10:00
2024-05-25 11:00
2024-05-25 12:00
2024-05-25 13:00
2024-05-25 14:00
2024-05-25 15:00
2024-05-25 16:00
2024-05-25 17:00
2024-05-25 18:00
2024-05-25 19:00
2024-05-25 20:00
2024-05-25 21:00
2024-05-25 22:00
2024-05-25 23:00
2024-05-26
2024-05-26 01:00
2024-05-26 02:00
2024-05-26 03:00
2024-05-26 04:00
2024-05-26 05:00
2024-05-26 06:00
2024-05-26 07:00
2024-05-26 08:00
2024-05-26 09:00
2024-05-26 10:00
2024-05-26 11:00
2024-05-26 12:00
2024-05-26 13:00
2024-05-26 14:00
2024-05-26 15:00
2024-05-26 16:00
2024-05-26 17:00
2024-05-26 18:00
2024-05-26 19:00
2024-05-26 20:00
2024-05-26 21:00
2024-05-26 22:00
2024-05-26 23:00
2024-05-27
2024-05-27 01:00
2024-05-27 02:00
2024-05-27 03:00
2024-05-27 04:00
2024-05-27 05:00
2024-05-27 06:00
2024-05-27 07:00
2024-05-27 08:00
2024-05-27 09:00
2024-05-27 10:00
2024-05-27 11:00
2024-05-27 12:00
2024-05-27 13:00
2024-05-27 14:00
2024-05-27 15:00
2024-05-27 16:00
2024-05-27 17:00
2024-05-27 18:00
2024-05-27 19:00
2024-05-27 20:00
2024-05-27 21:00
2024-05-27 22:00
2024-05-27 23:00
2024-05-28
2024-05-28 01:00
2024-05-28 02:00
2024-05-28 03:00
2024-05-28 04:00
2024-05-28 05:00
2024-05-28 06:00
2024-05-28 07:00
2024-05-28 08:00
2024-05-28 09:00
2024-05-28 10:00
2024-05-28 11:00
2024-05-28 12:00
2024-05-28 13:00
2024-05-28 14:00
2024-05-28 15:00
2024-05-28 16:00
2024-05-28 17:00
2024-05-28 18:00
2024-05-28 19:00
2024-05-28 20:00
2024-05-28 21:00
2024-05-28 22:00
2024-05-28 23:00
2024-05-29
2024-05-29 01:00
2024-05-29 02:00
2024-05-29 03:00
2024-05-29 04:00
2024-05-29 05:00
2024-05-29 06:00
2024-05-29 07:00
2024-05-29 08:00
2024-05-29 09:00
2024-05-29 10:00
2024-05-29 11:00
2024-05-29 12:00
2024-05-29 13:00
2024-05-29 14:00
2024-05-29 15:00
2024-05-29 16:00
2024-05-29 17:00
2024-05-29 18:00
2024-05-29 19:00
2024-05-29 20:00
2024-05-29 21:00
2024-05-29 22:00
2024-05-29 23:00
2024-05-30
2024-05-30 01:00
2024-05-30 02:00
2024-05-30 03:00
2024-05-30 04:00
2024-05-30 05:00
2024-05-30 06:00
2024-05-30 07:00
2024-05-30 08:00
2024-05-30 09:00
2024-05-30 10:00
2024-05-30 11:00
2024-05-30 12:00
2024-05-30 13:00
2024-05-30 14:00
2024-05-30 15:00
2024-05-30 16:00
2024-05-30 17:00
2024-05-30 18:00
2024-05-30 19:00
2024-05-30 20:00
2024-05-30 21:00
2024-05-30 22:00
2024-05-30 23:00
2024-05-31
2024-05-31 01:00
2024-05-31 02:00
2024-05-31 03:00
2024-05-31 04:00
2024-05-31 05:00
2024-05-31 06:00
2024-05-31 07:00
2024-05-31 08:00
2024-05-31 09:00
2024-05-31 10:00
2024-05-31 11:00
2024-05-31 12:00
2024-05-31 13:00
2024-05-31 14:00
2024-05-31 15:00
2024-05-31 16:00
2024-05-31 17:00
2024-05-31 18:00
2024-05-31 19:00
2024-05-31 20:00
2024-05-31 21:00
2024-05-31 22:00
2024-05-31 23:00
2024-06-01
2024-06-01 01:00
2024-06-01 02:00
2024-06-01 03:00
2024-06-01 04:00
2024-06-01 05:00
2024-06-01 06:00
2024-06-01 07:00
2024-06-01 08:00
2024-06-01 09:00
2024-06-01 10:00
2024-06-01 11:00
2024-06-01 12:00
2024-06-01 13:00
2024-06-01 14:00
2024-06-01 15:00
2024-06-01 16:00
2024-06-01 17:00
2024-06-01 18:00
2024-06-01 19:00
2024-06-01 20:00
2024-06-01 21:00
2024-06-01 22:00
2024-06-01 23:00
2024-06-02
2024-06-02 01:00
2024-06-02 02:00
2024-06-02 03:00
2024-06-02 04:00
2024-06-02 05:00
2024-06-02 06:00
2024-06-02 07:00
2024-06-02 08:00
2024-06-02 09:00
2024-06-02 10:00
2024-06-02 11:00
2024-06-02 12:00
2024-06-02 13:00
2024-06-02 14:00
2024-06-02 15:00
2024-06-02 16:00
2024-06-02 17:00
2024-06-02 18:00
2024-06-02 19:00
2024-06-02 20:00
2024-06-02 21:00
2024-06-02 22:00
2024-06-02 23:00
2024-06-03
2024-06-03 01:00
2024-06-03 02:00
2024-06-03 03:00
2024-06-03 04:00
2024-06-03 05:00
2024-06-03 06:00
2024-06-03 07:00
2024-06-03 08:00
2024-06-03 09:00
2024-06-03 10:00
2024-06-03 11:00
2024-06-03 12:00
2024-06-03 13:00
2024-06-03 14:00
2024-06-03 15:00
2024-06-03 16:00
2024-06-03 17:00
2024-06-03 18:00
2024-06-03 19:00
2024-06-03 20:00
2024-06-03 21:00
2024-06-03 22:00
2024-06-03 23:00
2024-06-04
2024-06-04 01:00
2024-06-04 02:00
2024-06-04 03:00
2024-06-04 04:00
2024-06-04 05:00
2024-06-04 06:00
2024-06-04 07:00
2024-06-04 08:00
2024-06-04 09:00
2024-06-04 10:00
2024-06-04 11:00
2024-06-04 12:00
2024-06-04 13:00
2024-06-04 14:00
2024-06-04 15:00
2024-06-04 16:00
2024-06-04 17:00
2024-06-04 18:00
2024-06-04 19:00
2024-06-04 20:00
2024-06-04 21:00
2024-06-04 22:00
2024-06-04 23:00
2024-06-05
2024-06-05 01:00
2024-06-05 02:00
2024-06-05 03:00
2024-06-05 04:00
2024-06-05 05:00
2024-06-05 06:00
2024-06-05 07:00
2024-06-05 08:00
2024-06-05 09:00
2024-06-05 10:00
2024-06-05 11:00
2024-06-05 12:00
2024-06-05 13:00
2024-06-05 14:00
2024-06-05 15:00
2024-06-05 16:00
2024-06-05 17:00
2024-06-05 18:00
2024-06-05 19:00
2024-06-05 20:00
2024-06-05 21:00
2024-06-05 22:00
2024-06-05 23:00
2024-06-06
2024-06-06 01:00
2024-06-06 02:00
2024-06-06 03:00
2024-06-06 04:00
2024-06-06 05:00
2024-06-06 06:00
2024-06-06 07:00
2024-06-06 08:00
2024-06-06 09:00
2024-06-06 10:00
2024-06-06 11:00
2024-06-06 12:00
2024-06-06 13:00
2024-06-06 14:00
2024-06-06 15:00
2024-06-06 16:00
2024-06-06 17:00
2024-06-06 18:00
2024-06-06 19:00
2024-06-06 20:00
2024-06-06 21:00
2024-06-06 22:00
2024-06-06 23:00
2024-06-07
2024-06-07 01:00
2024-06-07 02:00
2024-06-07 03:00
2024-06-07 04:00
2024-06-07 05:00
2024-06-07 06:00
2024-06-07 07:00
2024-06-07 08:00
2024-06-07 09:00
2024-06-07 10:00
2024-06-07 11:00
2024-06-07 12:00
2024-06-07 13:00
2024-06-07 14:00
2024-06-07 15:00
2024-06-07 16:00
2024-06-07 17:00
2024-06-07 18:00
2024-06-07 19:00
2024-06-07 20:00
2024-06-07 21:00
2024-06-07 22:00
2024-06-07 23:00
2024-06-08
2024-06-08 01:00
2024-06-08 02:00
2024-06-08 03:00
2024-06-08 04:00
2024-06-08 05:00
2024-06-08 06:00
2024-06-08 07:00
2024-06-08 08:00
2024-06-08 09:00
2024-06-08 10:00
2024-06-08 11:00
2024-06-08 12:00
2024-06-08 13:00
2024-06-08 14:00
2024-06-08 15:00
2024-06-08 16:00
2024-06-08 17:00
2024-06-08 18:00
2024-06-08 19:00
2024-06-08 20:00
2024-06-08 21:00
2024-06-08 22:00
2024-06-08 23:00
2024-06-09
2024-06-09 01:00
2024-06-09 02:00
2024-06-09 03:00
2024-06-09 04:00
2024-06-09 05:00
2024-06-09 06:00
2024-06-09 07:00
2024-06-09 08:00
2024-06-09 09:00
2024-06-09 10:00
2024-06-09 11:00
2024-06-09 12:00
2024-06-09 13:00
2024-06-09 14:00
2024-06-09 15:00
2024-06-09 16:00
2024-06-09 17:00
2024-06-09 18:00
2024-06-09 19:00
2024-06-09 20:00
2024-06-09 21:00
2024-06-09 22:00
2024-06-09 23:00
2024-06-10
2024-06-10 01:00
2024-06-10 02:00
2024-06-10 03:00
2024-06-10 04:00
2024-06-10 05:00
2024-06-10 06:00
2024-06-10 07:00
2024-06-10 08:00
2024-06-10 09:00
2024-06-10 10:00
2024-06-10 11:00
2024-06-10 12:00
2024-06-10 13:00
2024-06-10 14:00
2024-06-10 15:00
2024-06-10 16:00
2024-06-10 17:00
2024-06-10 18:00
2024-06-10 19:00
2024-06-10 20:00
2024-06-10 21:00
2024-06-10 22:00
2024-06-10 23:00
2024-06-11
2024-06-11 01:00
2024-06-11 02:00
2024-06-11 03:00
2024-06-11 04:00
2024-06-11 05:00
2024-06-11 06:00
2024-06-11 07:00
2024-06-11 08:00
2024-06-11 09:00
2024-06-11 10:00
2024-06-11 11:00
2024-06-11 12:00
2024-06-11 13:00
2024-06-11 14:00
2024-06-11 15:00
2024-06-11 16:00
2024-06-11 17:00
2024-06-11 18:00
2024-06-11 19:00
2024-06-11 20:00
2024-06-11 21:00
2024-06-11 22:00
2024-06-11 23:00
2024-06-12
2024-06-12 01:00
2024-06-12 02:00
2024-06-12 03:00
2024-06-12 04:00
2024-06-12 05:00
2024-06-12 06:00
2024-06-12 07:00
2024-06-12 08:00
2024-06-12 09:00
2024-06-12 10:00
2024-06-12 11:00
2024-06-12 12:00
2024-06-12 13:00
2024-06-12 14:00
2024-06-12 15:00
2024-06-12 16:00
2024-06-12 17:00
2024-06-12 18:00
2024-06-12 19:00
2024-06-12 20:00
2024-06-12 21:00
2024-06-12 22:00
2024-06-12 23:00
2024-06-13
2024-06-13 01:00
2024-06-13 02:00
2024-06-13 03:00
2024-06-13 04:00
2024-06-13 05:00
2024-06-13 06:00
2024-06-13 07:00
2024-06-13 08:00
2024-06-13 09:00
2024-06-13 10:00
2024-06-13 11:00
2024-06-13 12:00
2024-06-13 13:00
2024-06-13 14:00
2024-06-13 15:00
2024-06-13 16:00
2024-06-13 17:00
2024-06-13 18:00
2024-06-13 19:00
2024-06-13 20:00
2024-06-13 21:00
2024-06-13 22:00
2024-06-13 23:00
2024-06-14
2024-06-14 01:00
2024-06-14 02:00
2024-06-14 03:00
2024-06-14 04:00
2024-06-14 05:00
2024-06-14 06:00
2024-06-14 07:00
2024-06-14 08:00
2024-06-14 09:00
2024-06-14 10:00
2024-06-14 11:00
2024-06-14 12:00
2024-06-14 13:00
2024-06-14 14:00
2024-06-14 15:00
2024-06-14 16:00
2024-06-14 17:00
2024-06-14 18:00
2024-06-14 19:00
2024-06-14 20:00
2024-06-14 21:00
2024-06-14 22:00
2024-06-14 23:00
2024-06-15
2024-06-15 01:00
2024-06-15 02:00
2024-06-15 03:00
2024-06-15 04:00
2024-06-15 05:00
2024-06-15 06:00
2024-06-15 07:00
2024-06-15 08:00
2024-06-15 09:00
2024-06-15 10:00
2024-06-15 11:00
2024-06-15 12:00
2024-06-15 13:00
2024-06-15 14:00
2024-06-15 15:00
2024-06-15 16:00
2024-06-15 17:00
2024-06-15 18:00
2024-06-15 19:00
2024-06-15 20:00
2024-06-15 21:00
2024-06-15 22:00
2024-06-15 23:00
2024-06-16
2024-06-16 01:00
2024-06-16 02:00
2024-06-16 03:00
2024-06-16 04:00
2024-06-16 05:00
2024-06-16 06:00
2024-06-16 07:00
2024-06-16 08:00
2024-06-16 09:00
2024-06-16 10:00
2024-06-16 11:00
2024-06-16 12:00
2024-06-16 13:00
2024-06-16 14:00
2024-06-16 15:00
2024-06-16 16:00
2024-06-16 17:00
2024-06-16 18:00
2024-06-16 19:00
2024-06-16 20:00
2024-06-16 21:00
2024-06-16 22:00
2024-06-16 23:00
2024-06-17
2024-06-17 01:00
2024-06-17 02:00
2024-06-17 03:00
2024-06-17 04:00
2024-06-17 05:00
2024-06-17 06:00
2024-06-17 07:00
2024-06-17 08:00
2024-06-17 09:00
2024-06-17 10:00
2024-06-17 11:00
2024-06-17 12:00
2024-06-17 13:00
2024-06-17 14:00
2024-06-17 15:00
2024-06-17 16:00
2024-06-17 17:00
2024-06-17 18:00
2024-06-17 19:00
2024-06-17 20:00
2024-06-17 21:00
2024-06-17 22:00
2024-06-17 23:00
2024-06-18
2024-06-18 01:00
2024-06-18 02:00
2024-06-18 03:00
2024-06-18 04:00
2024-06-18 05:00
2024-06-18 06:00
2024-06-18 07:00
2024-06-18 08:00
2024-06-18 09:00
2024-06-18 10:00
2024-06-18 11:00
2024-06-18 12:00
2024-06-18 13:00
2024-06-18 14:00
2024-06-18 15:00
2024-06-18 16:00
2024-06-18 17:00
2024-06-18 18:00
2024-06-18 19:00
2024-06-18 20:00
2024-06-18 21:00
2024-06-18 22:00
2024-06-18 23:00
2024-06-19
2024-06-19 01:00
2024-06-19 02:00
2024-06-19 03:00
2024-06-19 04:00
2024-06-19 05:00
2024-06-19 06:00
2024-06-19 07:00
2024-06-19 08:00
2024-06-19 09:00
2024-06-19 10:00
2024-06-19 11:00
2024-06-19 12:00
2024-06-19 13:00
2024-06-19 14:00
2024-06-19 15:00
2024-06-19 16:00
2024-06-19 17:00
2024-06-19 18:00
2024-06-19 19:00
2024-06-19 20:00
2024-06-19 21:00
2024-06-19 22:00
2024-06-19 23:00
2024-06-20
2024-06-20 01:00
2024-06-20 02:00
2024-06-20 03:00
2024-06-20 04:00
2024-06-20 05:00
2024-06-20 06:00
2024-06-20 07:00
2024-06-20 08:00
2024-06-20 09:00
2024-06-20 10:00
2024-06-20 11:00
2024-06-20 12:00
2024-06-20 13:00
2024-06-20 14:00
2024-06-20 15:00
2024-06-20 16:00
2024-06-20 17:00
2024-06-20 18:00
2024-06-20 19:00
2024-06-20 20:00
2024-06-20 21:00
2024-06-20 22:00
2024-06-20 23:00
2024-06-21
2024-06-21 01:00
2024-06-21 02:00
2024-06-21 03:00
2024-06-21 04:00
2024-06-21 05:00
2024-06-21 06:00
2024-06-21 07:00
2024-06-21 08:00
2024-06-21 09:00
2024-06-21 10:00
2024-06-21 11:00
2024-06-21 12:00
2024-06-21 13:00
2024-06-21 14:00
2024-06-21 15:00
2024-06-21 16:00
2024-06-21 17:00
2024-06-21 18:00
2024-06-21 19:00
2024-06-21 20:00
2024-06-21 21:00
2024-06-21 22:00
2024-06-21 23:00
2024-06-22
2024-06-22 01:00
2024-06-22 02:00
2024-06-22 03:00
2024-06-22 04:00
2024-06-22 05:00
2024-06-22 06:00
2024-06-22 07:00
2024-06-22 08:00
2024-06-22 09:00
2024-06-22 10:00
2024-06-22 11:00
2024-06-22 12:00
2024-06-22 13:00
2024-06-22 14:00
2024-06-22 15:00
2024-06-22 16:00
2024-06-22 17:00
2024-06-22 18:00
2024-06-22 19:00
2024-06-22 20:00
2024-06-22 21:00
2024-06-22 22:00
2024-06-22 23:00
2024-06-23
2024-06-23 01:00
2024-06-23 02:00
2024-06-23 03:00
2024-06-23 04:00
2024-06-23 05:00
2024-06-23 06:00
2024-06-23 07:00
2024-06-23 08:00
2024-06-23 09:00
2024-06-23 10:00
2024-06-23 11:00
2024-06-23 12:00
2024-06-23 13:00
2024-06-23 14:00
2024-06-23 15:00
2024-06-23 16:00
2024-06-23 17:00
2024-06-23 18:00
2024-06-23 19:00
2024-06-23 20:00
2024-06-23 21:00
2024-06-23 22:00
2024-06-23 23:00
2024-06-24
2024-06-24 01:00
2024-06-24 02:00
2024-06-24 03:00
2024-06-24 04:00
2024-06-24 05:00
2024-06-24 06:00
2024-06-24 07:00
2024-06-24 08:00
2024-06-24 09:00
2024-06-24 10:00
2024-06-24 11:00
2024-06-24 12:00
2024-06-24 13:00
2024-06-24 14:00
2024-06-24 15:00
2024-06-24 16:00
2024-06-24 17:00
2024-06-24 18:00
2024-06-24 19:00
2024-06-24 20:00
2024-06-24 21:00
2024-06-24 22:00
2024-06-24 23:00
2024-06-25
2024-06-25 01:00
2024-06-25 02:00
2024-06-25 03:00
2024-06-25 04:00
2024-06-25 05:00
2024-06-25 06:00
2024-06-25 07:00
2024-06-25 08:00
2024-06-25 09:00
2024-06-25 10:00
2024-06-25 11:00
2024-06-25 12:00
2024-06-25 13:00
2024-06-25 14:00
2024-06-25 15:00
2024-06-25 16:00
2024-06-25 17:00
2024-06-25 18:00
2024-06-25 19:00
2024-06-25 20:00
2024-06-25 21:00
2024-06-25 22:00
2024-06-25 23:00
2024-06-26
2024-06-26 01:00
2024-06-26 02:00
2024-06-26 03:00
2024-06-26 04:00
2024-06-26 05:00
2024-06-26 06:00
2024-06-26 07:00
2024-06-26 08:00
2024-06-26 09:00
2024-06-26 10:00
2024-06-26 11:00
2024-06-26 12:00
2024-06-26 13:00
2024-06-26 14:00
2024-06-26 15:00
2024-06-26 16:00
2024-06-26 17:00
2024-06-26 18:00
2024-06-26 19:00
2024-06-26 20:00
2024-06-26 21:00
2024-06-26 22:00
2024-06-26 23:00
2024-06-27
2024-06-27 01:00
2024-06-27 02:00
2024-06-27 03:00
2024-06-27 04:00
2024-06-27 05:00
2024-06-27 06:00
2024-06-27 07:00
2024-06-27 08:00
2024-06-27 09:00
2024-06-27 10:00
2024-06-27 11:00
2024-06-27 12:00
2024-06-27 13:00
2024-06-27 14:00
2024-06-27 15:00
2024-06-27 16:00
2024-06-27 17:00
2024-06-27 18:00
2024-06-27 19:00
2024-06-27 20:00
2024-06-27 21:00
2024-06-27 22:00
2024-06-27 23:00
2024-06-28
2024-06-28 01:00
2024-06-28 02:00
2024-06-28 03:00
2024-06-28 04:00
2024-06-28 05:00
2024-06-28 06:00
2024-06-28 07:00
2024-06-28 08:00
2024-06-28 09:00
2024-06-28 10:00
2024-06-28 11:00
2024-06-28 12:00
2024-06-28 13:00
2024-06-28 14:00
2024-06-28 15:00
2024-06-28 16:00
2024-06-28 17:00
2024-06-28 18:00
2024-06-28 19:00
2024-06-28 20:00
2024-06-28 21:00
2024-06-28 22:00
2024-06-28 23:00
2024-06-29
2024-06-29 01:00
2024-06-29 02:00
2024-06-29 03:00
2024-06-29 04:00
2024-06-29 05:00
2024-06-29 06:00
2024-06-29 07:00
2024-06-29 08:00
2024-06-29 09:00
2024-06-29 10:00
2024-06-29 11:00
2024-06-29 12:00
2024-06-29 13:00
2024-06-29 14:00
2024-06-29 15:00
2024-06-29 16:00
2024-06-29 17:00
2024-06-29 18:00
2024-06-29 19:00
2024-06-29 20:00
2024-06-29 21:00
2024-06-29 22:00
2024-06-29 23:00
2024-06-30
2024-06-30 01:00
2024-06-30 02:00
2024-06-30 03:00
2024-06-30 04:00
2024-06-30 05:00
2024-06-30 06:00
2024-06-30 07:00
2024-06-30 08:00
2024-06-30 09:00
2024-06-30 10:00
2024-06-30 11:00
2024-06-30 12:00
2024-06-30 13:00
2024-06-30 14:00
2024-06-30 15:00
2024-06-30 16:00
2024-06-30 17:00
2024-06-30 18:00
2024-06-30 19:00
2024-06-30 20:00
2024-06-30 21:00
2024-06-30 22:00
2024-06-30 23:00
2024-07-01
2024-07-01 01:00
2024-07-01 02:00
2024-07-01 03:00
2024-07-01 04:00
2024-07-01 05:00
2024-07-01 06:00
2024-07-01 07:00
2024-07-01 08:00
2024-07-01 09:00
2024-07-01 10:00
2024-07-01 11:00
2024-07-01 12:00
2024-07-01 13:00
2024-07-01 14:00
2024-07-01 15:00
2024-07-01 16:00
2024-07-01 17:00
2024-07-01 18:00
2024-07-01 19:00
2024-07-01 20:00
2024-07-01 21:00
2024-07-01 22:00
2024-07-01 23:00
2024-07-02
2024-07-02 01:00
2024-07-02 02:00
2024-07-02 03:00
2024-07-02 04:00
2024-07-02 05:00
2024-07-02 06:00
2024-07-02 07:00
2024-07-02 08:00
2024-07-02 09:00
2024-07-02 10:00
2024-07-02 11:00
2024-07-02 12:00
2024-07-02 13:00
2024-07-02 14:00
2024-07-02 15:00
2024-07-02 16:00
2024-07-02 17:00
2024-07-02 18:00
2024-07-02 19:00
2024-07-02 20:00
2024-07-02 21:00
2024-07-02 22:00
2024-07-02 23:00
2024-07-03
2024-07-03 01:00
2024-07-03 02:00
2024-07-03 03:00
2024-07-03 04:00
2024-07-03 05:00
2024-07-03 06:00
2024-07-03 07:00
2024-07-03 08:00
2024-07-03 09:00
2024-07-03 10:00
2024-07-03 11:00
2024-07-03 12:00
2024-07-03 13:00
2024-07-03 14:00
2024-07-03 15:00
2024-07-03 16:00
2024-07-03 17:00
2024-07-03 18:00
2024-07-03 19:00
2024-07-03 20:00
2024-07-03 21:00
2024-07-03 22:00
2024-07-03 23:00
2024-07-04
2024-07-04 01:00
2024-07-04 02:00
2024-07-04 03:00
2024-07-04 04:00
2024-07-04 05:00
2024-07-04 06:00
2024-07-04 07:00
2024-07-04 08:00
2024-07-04 09:00
2024-07-04 10:00
2024-07-04 11:00
2024-07-04 12:00
2024-07-04 13:00
2024-07-04 14:00
2024-07-04 15:00
2024-07-04 16:00
2024-07-04 17:00
2024-07-04 18:00
2024-07-04 19:00
2024-07-04 20:00
2024-07-04 21:00
2024-07-04 22:00
2024-07-04 23:00
2024-07-05
2024-07-05 01:00
2024-07-05 02:00
2024-07-05 03:00
2024-07-05 04:00
2024-07-05 05:00
2024-07-05 06:00
2024-07-05 07:00
2024-07-05 08:00
2024-07-05 09:00
2024-07-05 10:00
2024-07-05 11:00
2024-07-05 12:00
2024-07-05 13:00
2024-07-05 14:00
2024-07-05 15:00
2024-07-05 16:00
2024-07-05 17:00
2024-07-05 18:00
2024-07-05 19:00
2024-07-05 20:00
2024-07-05 21:00
2024-07-05 22:00
2024-07-05 23:00
2024-07-06
2024-07-06 01:00
2024-07-06 02:00
2024-07-06 03:00
2024-07-06 04:00
2024-07-06 05:00
2024-07-06 06:00
2024-07-06 07:00
2024-07-06 08:00
2024-07-06 09:00
2024-07-06 10:00
2024-07-06 11:00
2024-07-06 12:00
2024-07-06 13:00
2024-07-06 14:00
2024-07-06 15:00
2024-07-06 16:00
2024-07-06 17:00
2024-07-06 18:00
2024-07-06 19:00
2024-07-06 20:00
2024-07-06 21:00
2024-07-06 22:00
2024-07-06 23:00
2024-07-07
2024-07-07 01:00
2024-07-07 02:00
2024-07-07 03:00
2024-07-07 04:00
2024-07-07 05:00
2024-07-07 06:00
2024-07-07 07:00
2024-07-07 08:00
2024-07-07 09:00
2024-07-07 10:00
2024-07-07 11:00
2024-07-07 12:00
2024-07-07 13:00
2024-07-07 14:00
2024-07-07 15:00
2024-07-07 16:00
2024-07-07 17:00
2024-07-07 18:00
2024-07-07 19:00
2024-07-07 20:00
2024-07-07 21:00
2024-07-07 22:00
2024-07-07 23:00
2024-07-08
2024-07-08 01:00
2024-07-08 02:00
2024-07-08 03:00
2024-07-08 04:00
2024-07-08 05:00
2024-07-08 06:00
2024-07-08 07:00
2024-07-08 08:00
2024-07-08 09:00
2024-07-08 10:00
2024-07-08 11:00
2024-07-08 12:00
2024-07-08 13:00
2024-07-08 14:00
2024-07-08 15:00
2024-07-08 16:00
2024-07-08 17:00
2024-07-08 18:00
2024-07-08 19:00
2024-07-08 20:00
2024-07-08 21:00
2024-07-08 22:00
2024-07-08 23:00
2024-07-09
2024-07-09 01:00
2024-07-09 02:00
2024-07-09 03:00
2024-07-09 04:00
2024-07-09 05:00
2024-07-09 06:00
2024-07-09 07:00
2024-07-09 08:00
2024-07-09 09:00
2024-07-09 10:00
2024-07-09 11:00
2024-07-09 12:00
2024-07-09 13:00
2024-07-09 14:00
2024-07-09 15:00
2024-07-09 16:00
2024-07-09 17:00
2024-07-09 18:00
2024-07-09 19:00
2024-07-09 20:00
2024-07-09 21:00
2024-07-09 22:00
2024-07-09 23:00
2024-07-10
2024-07-10 01:00
2024-07-10 02:00
2024-07-10 03:00
2024-07-10 04:00
2024-07-10 05:00
2024-07-10 06:00
2024-07-10 07:00
2024-07-10 08:00
2024-07-10 09:00
2024-07-10 10:00
2024-07-10 11:00
2024-07-10 12:00
2024-07-10 13:00
2024-07-10 14:00
2024-07-10 15:00
2024-07-10 16:00
2024-07-10 17:00
2024-07-10 18:00
2024-07-10 19:00
2024-07-10 20:00
2024-07-10 21:00
2024-07-10 22:00
2024-07-10 23:00
2024-07-11
2024-07-11 01:00
2024-07-11 02:00
2024-07-11 03:00
2024-07-11 04:00
2024-07-11 05:00
2024-07-11 06:00
2024-07-11 07:00
2024-07-11 08:00
2024-07-11 09:00
2024-07-11 10:00
2024-07-11 11:00
2024-07-11 12:00
2024-07-11 13:00
2024-07-11 14:00
2024-07-11 15:00
2024-07-11 16:00
2024-07-11 17:00
2024-07-11 18:00
2024-07-11 19:00
2024-07-11 20:00
2024-07-11 21:00
2024-07-11 22:00
2024-07-11 23:00
2024-07-12
2024-07-12 01:00
2024-07-12 02:00
2024-07-12 03:00
2024-07-12 04:00
2024-07-12 05:00
2024-07-12 06:00
2024-07-12 07:00
2024-07-12 08:00
2024-07-12 09:00
2024-07-12 10:00
2024-07-12 11:00
2024-07-12 12:00
2024-07-12 13:00
2024-07-12 14:00
2024-07-12 15:00
2024-07-12 16:00
2024-07-12 17:00
2024-07-12 18:00
2024-07-12 19:00
2024-07-12 20:00
2024-07-12 21:00
2024-07-12 22:00
2024-07-12 23:00
2024-07-13
2024-07-13 01:00
2024-07-13 02:00
2024-07-13 03:00
2024-07-13 04:00
2024-07-13 05:00
2024-07-13 06:00
2024-07-13 07:00
2024-07-13 08:00
2024-07-13 09:00
2024-07-13 10:00
2024-07-13 11:00
2024-07-13 12:00
2024-07-13 13:00
2024-07-13 14:00
2024-07-13 15:00
2024-07-13 16:00
2024-07-13 17:00
2024-07-13 18:00
2024-07-13 19:00
2024-07-13 20:00
2024-07-13 21:00
2024-07-13 22:00
2024-07-13 23:00
2024-07-14
2024-07-14 01:00
2024-07-14 02:00
2024-07-14 03:00
2024-07-14 04:00
2024-07-14 05:00
2024-07-14 06:00
2024-07-14 07:00
2024-07-14 08:00
2024-07-14 09:00
2024-07-14 10:00
2024-07-14 11:00
2024-07-14 12:00
2024-07-14 13:00
2024-07-14 14:00
2024-07-14 15:00
2024-07-14 16:00
2024-07-14 17:00
2024-07-14 18:00
2024-07-14 19:00
2024-07-14 20:00
2024-07-14 21:00
2024-07-14 22:00
2024-07-14 23:00
2024-07-15
2024-07-15 01:00
2024-07-15 02:00
2024-07-15 03:00
2024-07-15 04:00
2024-07-15 05:00
2024-07-15 06:00
2024-07-15 07:00
2024-07-15 08:00
2024-07-15 09:00
2024-07-15 10:00
2024-07-15 11:00
2024-07-15 12:00
2024-07-15 13:00
2024-07-15 14:00
2024-07-15 15:00
2024-07-15 16:00
2024-07-15 17:00
2024-07-15 18:00
2024-07-15 19:00
2024-07-15 20:00
2024-07-15 21:00
2024-07-15 22:00
2024-07-15 23:00
2024-07-16
2024-07-16 01:00
2024-07-16 02:00
2024-07-16 03:00
2024-07-16 04:00
2024-07-16 05:00
2024-07-16 06:00
2024-07-16 07:00
2024-07-16 08:00
2024-07-16 09:00
2024-07-16 10:00
2024-07-16 11:00
2024-07-16 12:00
2024-07-16 13:00
2024-07-16 14:00
2024-07-16 15:00
2024-07-16 16:00
2024-07-16 17:00
2024-07-16 18:00
2024-07-16 19:00
2024-07-16 20:00
2024-07-16 21:00
2024-07-16 22:00
2024-07-16 23:00
2024-07-17
2024-07-17 01:00
2024-07-17 02:00
2024-07-17 03:00
2024-07-17 04:00
2024-07-17 05:00
2024-07-17 06:00
2024-07-17 07:00
2024-07-17 08:00
2024-07-17 09:00
2024-07-17 10:00
2024-07-17 11:00
2024-07-17 12:00
2024-07-17 13:00
2024-07-17 14:00
2024-07-17 15:00
2024-07-17 16:00
2024-07-17 17:00
2024-07-17 18:00
2024-07-17 19:00
2024-07-17 20:00
2024-07-17 21:00
2024-07-17 22:00
2024-07-17 23:00
2024-07-18
2024-07-18 01:00
2024-07-18 02:00
2024-07-18 03:00
2024-07-18 04:00
2024-07-18 05:00
2024-07-18 06:00
2024-07-18 07:00
2024-07-18 08:00
2024-07-18 09:00
2024-07-18 10:00
2024-07-18 11:00
2024-07-18 12:00
2024-07-18 13:00
2024-07-18 14:00
2024-07-18 15:00
2024-07-18 16:00
2024-07-18 17:00
2024-07-18 18:00
2024-07-18 19:00
2024-07-18 20:00
2024-07-18 21:00
2024-07-18 22:00
2024-07-18 23:00
2024-07-19
2024-07-19 01:00
2024-07-19 02:00
2024-07-19 03:00
2024-07-19 04:00
2024-07-19 05:00
2024-07-19 06:00
2024-07-19 07:00
2024-07-19 08:00
2024-07-19 09:00
2024-07-19 10:00
2024-07-19 11:00
2024-07-19 12:00
2024-07-19 13:00
2024-07-19 14:00
2024-07-19 15:00
2024-07-19 16:00
2024-07-19 17:00
2024-07-19 18:00
2024-07-19 19:00
2024-07-19 20:00
2024-07-19 21:00
2024-07-19 22:00
2024-07-19 23:00
2024-07-20
2024-07-20 01:00
2024-07-20 02:00
2024-07-20 03:00
2024-07-20 04:00
2024-07-20 05:00
2024-07-20 06:00
2024-07-20 07:00
2024-07-20 08:00
2024-07-20 09:00
2024-07-20 10:00
2024-07-20 11:00
2024-07-20 12:00
2024-07-20 13:00
2024-07-20 14:00
2024-07-20 15:00
2024-07-20 16:00
2024-07-20 17:00
2024-07-20 18:00
2024-07-20 19:00
2024-07-20 20:00
2024-07-20 21:00
2024-07-20 22:00
2024-07-20 23:00
2024-07-21
2024-07-21 01:00
2024-07-21 02:00
2024-07-21 03:00
2024-07-21 04:00
2024-07-21 05:00
2024-07-21 06:00
2024-07-21 07:00
2024-07-21 08:00
2024-07-21 09:00
2024-07-21 10:00
2024-07-21 11:00
2024-07-21 12:00
2024-07-21 13:00
2024-07-21 14:00
2024-07-21 15:00
2024-07-21 16:00
2024-07-21 17:00
2024-07-21 18:00
2024-07-21 19:00
2024-07-21 20:00
2024-07-21 21:00
2024-07-21 22:00
2024-07-21 23:00
2024-07-22
2024-07-22 01:00
2024-07-22 02:00
2024-07-22 03:00
2024-07-22 04:00
2024-07-22 05:00
2024-07-22 06:00
2024-07-22 07:00
2024-07-22 08:00
2024-07-22 09:00
2024-07-22 10:00
2024-07-22 11:00
2024-07-22 12:00
2024-07-22 13:00
2024-07-22 14:00
2024-07-22 15:00
2024-07-22 16:00
2024-07-22 17:00
2024-07-22 18:00
2024-07-22 19:00
2024-07-22 20:00
2024-07-22 21:00
2024-07-22 22:00
2024-07-22 23:00
2024-07-23
2024-07-23 01:00
2024-07-23 02:00
2024-07-23 03:00
2024-07-23 04:00
2024-07-23 05:00
2024-07-23 06:00
2024-07-23 07:00
2024-07-23 08:00
2024-07-23 09:00
2024-07-23 10:00
2024-07-23 11:00
2024-07-23 12:00
2024-07-23 13:00
2024-07-23 14:00
2024-07-23 15:00
2024-07-23 16:00
2024-07-23 17:00
2024-07-23 18:00
2024-07-23 19:00
2024-07-23 20:00
2024-07-23 21:00
2024-07-23 22:00
2024-07-23 23:00
2024-07-24
2024-07-24 01:00
2024-07-24 02:00
2024-07-24 03:00
2024-07-24 04:00
2024-07-24 05:00
2024-07-24 06:00
2024-07-24 07:00
2024-07-24 08:00
2024-07-24 09:00
2024-07-24 10:00
2024-07-24 11:00
2024-07-24 12:00
2024-07-24 13:00
2024-07-24 14:00
2024-07-24 15:00
2024-07-24 16:00
2024-07-24 17:00
2024-07-24 18:00
2024-07-24 19:00
2024-07-24 20:00
2024-07-24 21:00
2024-07-24 22:00
2024-07-24 23:00
2024-07-25
2024-07-25 01:00
2024-07-25 02:00
2024-07-25 03:00
2024-07-25 04:00
2024-07-25 05:00
2024-07-25 06:00
2024-07-25 07:00
2024-07-25 08:00
2024-07-25 09:00
2024-07-25 10:00
2024-07-25 11:00
2024-07-25 12:00
2024-07-25 13:00
2024-07-25 14:00
2024-07-25 15:00
2024-07-25 16:00
2024-07-25 17:00
2024-07-25 18:00
2024-07-25 19:00
2024-07-25 20:00
2024-07-25 21:00
2024-07-25 22:00
2024-07-25 23:00
2024-07-26
2024-07-26 01:00
2024-07-26 02:00
2024-07-26 03:00
2024-07-26 04:00
2024-07-26 05:00
2024-07-26 06:00
2024-07-26 07:00
2024-07-26 08:00
2024-07-26 09:00
2024-07-26 10:00
2024-07-26 11:00
2024-07-26 12:00
2024-07-26 13:00
2024-07-26 14:00
2024-07-26 15:00
2024-07-26 16:00
2024-07-26 17:00
2024-07-26 18:00
2024-07-26 19:00
2024-07-26 20:00
2024-07-26 21:00
2024-07-26 22:00
2024-07-26 23:00
2024-07-27
2024-07-27 01:00
2024-07-27 02:00
2024-07-27 03:00
2024-07-27 04:00
2024-07-27 05:00
2024-07-27 06:00
2024-07-27 07:00
2024-07-27 08:00
2024-07-27 09:00
2024-07-27 10:00
2024-07-27 11:00
2024-07-27 12:00
2024-07-27 13:00
2024-07-27 14:00
2024-07-27 15:00
2024-07-27 16:00
2024-07-27 17:00
2024-07-27 18:00
2024-07-27 19:00
2024-07-27 20:00
2024-07-27 21:00
2024-07-27 22:00
2024-07-27 23:00
2024-07-28
2024-07-28 01:00
2024-07-28 02:00
2024-07-28 03:00
2024-07-28 04:00
2024-07-28 05:00
2024-07-28 06:00
2024-07-28 07:00
2024-07-28 08:00
2024-07-28 09:00
2024-07-28 10:00
2024-07-28 11:00
2024-07-28 12:00
2024-07-28 13:00
2024-07-28 14:00
2024-07-28 15:00
2024-07-28 16:00
2024-07-28 17:00
2024-07-28 18:00
2024-07-28 19:00
2024-07-28 20:00
2024-07-28 21:00
2024-07-28 22:00
2024-07-28 23:00
2024-07-29
2024-07-29 01:00
2024-07-29 02:00
2024-07-29 03:00
2024-07-29 04:00
2024-07-29 05:00
2024-07-29 06:00
2024-07-29 07:00
2024-07-29 08:00
2024-07-29 09:00
2024-07-29 10:00
2024-07-29 11:00
2024-07-29 12:00
2024-07-29 13:00
2024-07-29 14:00
2024-07-29 15:00
2024-07-29 16:00
2024-07-29 17:00
2024-07-29 18:00
2024-07-29 19:00
2024-07-29 20:00
2024-07-29 21:00
2024-07-29 22:00
2024-07-29 23:00
2024-07-30
2024-07-30 01:00
2024-07-30 02:00
2024-07-30 03:00
2024-07-30 04:00
2024-07-30 05:00
2024-07-30 06:00
2024-07-30 07:00
2024-07-30 08:00
2024-07-30 09:00
2024-07-30 10:00
2024-07-30 11:00
2024-07-30 12:00
2024-07-30 13:00
2024-07-30 14:00
2024-07-30 15:00
2024-07-30 16:00
2024-07-30 17:00
2024-07-30 18:00
2024-07-30 19:00
2024-07-30 20:00
2024-07-30 21:00
2024-07-30 22:00
2024-07-30 23:00
2024-07-31
2024-07-31 01:00
2024-07-31 02:00
2024-07-31 03:00
2024-07-31 04:00
2024-07-31 05:00
2024-07-31 06:00
2024-07-31 07:00
2024-07-31 08:00
2024-07-31 09:00
2024-07-31 10:00
2024-07-31 11:00
2024-07-31 12:00
2024-07-31 13:00
2024-07-31 14:00
2024-07-31 15:00
2024-07-31 16:00
2024-07-31 17:00
2024-07-31 18:00
2024-07-31 19:00
2024-07-31 20:00
2024-07-31 21:00
2024-07-31 22:00
2024-07-31 23:00
2024-08-01
2024-08-01 01:00
2024-08-01 02:00
2024-08-01 03:00
2024-08-01 04:00
2024-08-01 05:00
2024-08-01 06:00
2024-08-01 07:00
2024-08-01 08:00
2024-08-01 09:00
2024-08-01 10:00
2024-08-01 11:00
2024-08-01 12:00
2024-08-01 13:00
2024-08-01 14:00
2024-08-01 15:00
2024-08-01 16:00
2024-08-01 17:00
2024-08-01 18:00
2024-08-01 19:00
2024-08-01 20:00
2024-08-01 21:00
2024-08-01 22:00
2024-08-01 23:00
2024-08-02
2024-08-02 01:00
2024-08-02 02:00
2024-08-02 03:00
2024-08-02 04:00
2024-08-02 05:00
2024-08-02 06:00
2024-08-02 07:00
2024-08-02 08:00
2024-08-02 09:00
2024-08-02 10:00
2024-08-02 11:00
2024-08-02 12:00
2024-08-02 13:00
2024-08-02 14:00
2024-08-02 15:00
2024-08-02 16:00
2024-08-02 17:00
2024-08-02 18:00
2024-08-02 19:00
2024-08-02 20:00
2024-08-02 21:00
2024-08-02 22:00
2024-08-02 23:00
2024-08-03
2024-08-03 01:00
2024-08-03 02:00
2024-08-03 03:00
2024-08-03 04:00
2024-08-03 05:00
2024-08-03 06:00
2024-08-03 07:00
2024-08-03 08:00
2024-08-03 09:00
2024-08-03 10:00
2024-08-03 11:00
2024-08-03 12:00
2024-08-03 13:00
2024-08-03 14:00
2024-08-03 15:00
2024-08-03 16:00
2024-08-03 17:00
2024-08-03 18:00
2024-08-03 19:00
2024-08-03 20:00
2024-08-03 21:00
2024-08-03 22:00
2024-08-03 23:00
2024-08-04
2024-08-04 01:00
2024-08-04 02:00
2024-08-04 03:00
2024-08-04 04:00
2024-08-04 05:00
2024-08-04 06:00
2024-08-04 07:00
2024-08-04 08:00
2024-08-04 09:00
2024-08-04 10:00
2024-08-04 11:00
2024-08-04 12:00
2024-08-04 13:00
2024-08-04 14:00
2024-08-04 15:00
2024-08-04 16:00
2024-08-04 17:00
2024-08-04 18:00
2024-08-04 19:00
2024-08-04 20:00
2024-08-04 21:00
2024-08-04 22:00
2024-08-04 23:00
2024-08-05
2024-08-05 01:00
2024-08-05 02:00
2024-08-05 03:00
2024-08-05 04:00
2024-08-05 05:00
2024-08-05 06:00
2024-08-05 07:00
2024-08-05 08:00
2024-08-05 09:00
2024-08-05 10:00
2024-08-05 11:00
2024-08-05 12:00
2024-08-05 13:00
2024-08-05 14:00
2024-08-05 15:00
2024-08-05 16:00
2024-08-05 17:00
2024-08-05 18:00
2024-08-05 19:00
2024-08-05 20:00
2024-08-05 21:00
2024-08-05 22:00
2024-08-05 23:00
2024-08-06
2024-08-06 01:00
2024-08-06 02:00
2024-08-06 03:00
2024-08-06 04:00
2024-08-06 05:00
2024-08-06 06:00
2024-08-06 07:00
2024-08-06 08:00
2024-08-06 09:00
2024-08-06 10:00
2024-08-06 11:00
2024-08-06 12:00
2024-08-06 13:00
2024-08-06 14:00
2024-08-06 15:00
2024-08-06 16:00
2024-08-06 17:00
2024-08-06 18:00
2024-08-06 19:00
2024-08-06 20:00
2024-08-06 21:00
2024-08-06 22:00
2024-08-06 23:00
2024-08-07
2024-08-07 01:00
2024-08-07 02:00
2024-08-07 03:00
2024-08-07 04:00
2024-08-07 05:00
2024-08-07 06:00
2024-08-07 07:00
2024-08-07 08:00
2024-08-07 09:00
2024-08-07 10:00
2024-08-07 11:00
2024-08-07 12:00
2024-08-07 13:00
2024-08-07 14:00
2024-08-07 15:00
2024-08-07 16:00
2024-08-07 17:00
2024-08-07 18:00
2024-08-07 19:00
2024-08-07 20:00
2024-08-07 21:00
2024-08-07 22:00
2024-08-07 23:00
2024-08-08
2024-08-08 01:00
2024-08-08 02:00
2024-08-08 03:00
2024-08-08 04:00
2024-08-08 05:00
2024-08-08 06:00
2024-08-08 07:00
2024-08-08 08:00
2024-08-08 09:00
2024-08-08 10:00
2024-08-08 11:00
2024-08-08 12:00
2024-08-08 13:00
2024-08-08 14:00
2024-08-08 15:00
2024-08-08 16:00
2024-08-08 17:00
2024-08-08 18:00
2024-08-08 19:00
2024-08-08 20:00
2024-08-08 21:00
2024-08-08 22:00
2024-08-08 23:00
2024-08-09
2024-08-09 01:00
2024-08-09 02:00
2024-08-09 03:00
2024-08-09 04:00
2024-08-09 05:00
2024-08-09 06:00
2024-08-09 07:00
2024-08-09 08:00
2024-08-09 09:00
2024-08-09 10:00
2024-08-09 11:00
2024-08-09 12:00
2024-08-09 13:00
2024-08-09 14:00
2024-08-09 15:00
2024-08-09 16:00
2024-08-09 17:00
2024-08-09 18:00
2024-08-09 19:00
2024-08-09 20:00
2024-08-09 21:00
2024-08-09 22:00
2024-08-09 23:00
2024-08-10
2024-08-10 01:00
2024-08-10 02:00
2024-08-10 03:00
2024-08-10 04:00
2024-08-10 05:00
2024-08-10 06:00
2024-08-10 07:00
2024-08-10 08:00
2024-08-10 09:00
2024-08-10 10:00
2024-08-10 11:00
2024-08-10 12:00
2024-08-10 13:00
2024-08-10 14:00
2024-08-10 15:00
2024-08-10 16:00
2024-08-10 17:00
2024-08-10 18:00
2024-08-10 19:00
2024-08-10 20:00
2024-08-10 21:00
2024-08-10 22:00
2024-08-10 23:00
2024-08-11
2024-08-11 01:00
2024-08-11 02:00
2024-08-11 03:00
2024-08-11 04:00
2024-08-11 05:00
2024-08-11 06:00
2024-08-11 07:00
2024-08-11 08:00
2024-08-11 09:00
2024-08-11 10:00
2024-08-11 11:00
2024-08-11 12:00
2024-08-11 13:00
2024-08-11 14:00
2024-08-11 15:00
2024-08-11 16:00
2024-08-11 17:00
2024-08-11 18:00
2024-08-11 19:00
2024-08-11 20:00
2024-08-11 21:00
2024-08-11 22:00
2024-08-11 23:00
2024-08-12
2024-08-12 01:00
2024-08-12 02:00
2024-08-12 03:00
2024-08-12 04:00
2024-08-12 05:00
2024-08-12 06:00
2024-08-12 07:00
2024-08-12 08:00
2024-08-12 09:00
2024-08-12 10:00
2024-08-12 11:00
2024-08-12 12:00
2024-08-12 13:00
2024-08-12 14:00
2024-08-12 15:00
2024-08-12 16:00
2024-08-12 17:00
2024-08-12 18:00
2024-08-12 19:00
2024-08-12 20:00
2024-08-12 21:00
2024-08-12 22:00
2024-08-12 23:00
2024-08-13
2024-08-13 01:00
2024-08-13 02:00
2024-08-13 03:00
2024-08-13 04:00
2024-08-13 05:00
2024-08-13 06:00
2024-08-13 07:00
2024-08-13 08:00
2024-08-13 09:00
2024-08-13 10:00
2024-08-13 11:00
2024-08-13 12:00
2024-08-13 13:00
2024-08-13 14:00
2024-08-13 15:00
2024-08-13 16:00
2024-08-13 17:00
2024-08-13 18:00
2024-08-13 19:00
2024-08-13 20:00
2024-08-13 21:00
2024-08-13 22:00
2024-08-13 23:00
2024-08-14
2024-08-14 01:00
2024-08-14 02:00
2024-08-14 03:00
2024-08-14 04:00
2024-08-14 05:00
2024-08-14 06:00
2024-08-14 07:00
2024-08-14 08:00
2024-08-14 09:00
2024-08-14 10:00
2024-08-14 11:00
2024-08-14 12:00
2024-08-14 13:00
2024-08-14 14:00
2024-08-14 15:00
2024-08-14 16:00
2024-08-14 17:00
2024-08-14 18:00
2024-08-14 19:00
2024-08-14 20:00
2024-08-14 21:00
2024-08-14 22:00
2024-08-14 23:00
2024-08-15
2024-08-15 01:00
2024-08-15 02:00
2024-08-15 03:00
2024-08-15 04:00
2024-08-15 05:00
2024-08-15 06:00
2024-08-15 07:00
2024-08-15 08:00
2024-08-15 09:00
2024-08-15 10:00
2024-08-15 11:00
2024-08-15 12:00
2024-08-15 13:00
2024-08-15 14:00
2024-08-15 15:00
2024-08-15 16:00
2024-08-15 17:00
2024-08-15 18:00
2024-08-15 19:00
2024-08-15 20:00
2024-08-15 21:00
2024-08-15 22:00
2024-08-15 23:00
2024-08-16
2024-08-16 01:00
2024-08-16 02:00
2024-08-16 03:00
2024-08-16 04:00
2024-08-16 05:00
2024-08-16 06:00
2024-08-16 07:00
2024-08-16 08:00
2024-08-16 09:00
2024-08-16 10:00
2024-08-16 11:00
2024-08-16 12:00
2024-08-16 13:00
2024-08-16 14:00
2024-08-16 15:00
2024-08-16 16:00
2024-08-16 17:00
2024-08-16 18:00
2024-08-16 19:00
2024-08-16 20:00
2024-08-16 21:00
2024-08-16 22:00
2024-08-16 23:00
2024-08-17
2024-08-17 01:00
2024-08-17 02:00
2024-08-17 03:00
2024-08-17 04:00
2024-08-17 05:00
2024-08-17 06:00
2024-08-17 07:00
2024-08-17 08:00
2024-08-17 09:00
2024-08-17 10:00
2024-08-17 11:00
2024-08-17 12:00
2024-08-17 13:00
2024-08-17 14:00
2024-08-17 15:00
2024-08-17 16:00
2024-08-17 17:00
2024-08-17 18:00
2024-08-17 19:00
2024-08-17 20:00
2024-08-17 21:00
2024-08-17 22:00
2024-08-17 23:00
2024-08-18
2024-08-18 01:00
2024-08-18 02:00
2024-08-18 03:00
2024-08-18 04:00
2024-08-18 05:00
2024-08-18 06:00
2024-08-18 07:00
2024-08-18 08:00
2024-08-18 09:00
2024-08-18 10:00
2024-08-18 11:00
2024-08-18 12:00
2024-08-18 13:00
2024-08-18 14:00
2024-08-18 15:00
2024-08-18 16:00
2024-08-18 17:00
2024-08-18 18:00
2024-08-18 19:00
2024-08-18 20:00
2024-08-18 21:00
2024-08-18 22:00
2024-08-18 23:00
2024-08-19
2024-08-19 01:00
2024-08-19 02:00
2024-08-19 03:00
2024-08-19 04:00
2024-08-19 05:00
2024-08-19 06:00
2024-08-19 07:00
2024-08-19 08:00
2024-08-19 09:00
2024-08-19 10:00
2024-08-19 11:00
2024-08-19 12:00
2024-08-19 13:00
2024-08-19 14:00
2024-08-19 15:00
2024-08-19 16:00
2024-08-19 17:00
2024-08-19 18:00
2024-08-19 19:00
2024-08-19 20:00
2024-08-19 21:00
2024-08-19 22:00
2024-08-19 23:00
2024-08-20
2024-08-20 01:00
2024-08-20 02:00
2024-08-20 03:00
2024-08-20 04:00
2024-08-20 05:00
2024-08-20 06:00
2024-08-20 07:00
2024-08-20 08:00
2024-08-20 09:00
2024-08-20 10:00
2024-08-20 11:00
2024-08-20 12:00
2024-08-20 13:00
2024-08-20 14:00
2024-08-20 15:00
2024-08-20 16:00
2024-08-20 17:00
2024-08-20 18:00
2024-08-20 19:00
2024-08-20 20:00
2024-08-20 21:00
2024-08-20 22:00
2024-08-20 23:00
2024-08-21
2024-08-21 01:00
2024-08-21 02:00
2024-08-21 03:00
2024-08-21 04:00
2024-08-21 05:00
2024-08-21 06:00
2024-08-21 07:00
2024-08-21 08:00
2024-08-21 09:00
2024-08-21 10:00
2024-08-21 11:00
2024-08-21 12:00
2024-08-21 13:00
2024-08-21 14:00
2024-08-21 15:00
2024-08-21 16:00
2024-08-21 17:00
2024-08-21 18:00
2024-08-21 19:00
2024-08-21 20:00
2024-08-21 21:00
2024-08-21 22:00
2024-08-21 23:00
2024-08-22
2024-08-22 01:00
2024-08-22 02:00
2024-08-22 03:00
2024-08-22 04:00
2024-08-22 05:00
2024-08-22 06:00
2024-08-22 07:00
2024-08-22 08:00
2024-08-22 09:00
2024-08-22 10:00
2024-08-22 11:00
2024-08-22 12:00
2024-08-22 13:00
2024-08-22 14:00
2024-08-22 15:00
2024-08-22 16:00
2024-08-22 17:00
2024-08-22 18:00
2024-08-22 19:00
2024-08-22 20:00
2024-08-22 21:00
2024-08-22 22:00
2024-08-22 23:00
2024-08-23
2024-08-23 01:00
2024-08-23 02:00
2024-08-23 03:00
2024-08-23 04:00
2024-08-23 05:00
2024-08-23 06:00
2024-08-23 07:00
2024-08-23 08:00
2024-08-23 09:00
2024-08-23 10:00
2024-08-23 11:00
2024-08-23 12:00
2024-08-23 13:00
2024-08-23 14:00
2024-08-23 15:00
2024-08-23 16:00
2024-08-23 17:00
2024-08-23 18:00
2024-08-23 19:00
2024-08-23 20:00
2024-08-23 21:00
2024-08-23 22:00
2024-08-23 23:00
2024-08-24
2024-08-24 01:00
2024-08-24 02:00
2024-08-24 03:00
2024-08-24 04:00
2024-08-24 05:00
2024-08-24 06:00
2024-08-24 07:00
2024-08-24 08:00
2024-08-24 09:00
2024-08-24 10:00
2024-08-24 11:00
2024-08-24 12:00
2024-08-24 13:00
2024-08-24 14:00
2024-08-24 15:00
2024-08-24 16:00
2024-08-24 17:00
2024-08-24 18:00
2024-08-24 19:00
2024-08-24 20:00
2024-08-24 21:00
2024-08-24 22:00
2024-08-24 23:00
2024-08-25
2024-08-25 01:00
2024-08-25 02:00
2024-08-25 03:00
2024-08-25 04:00
2024-08-25 05:00
2024-08-25 06:00
2024-08-25 07:00
2024-08-25 08:00
2024-08-25 09:00
2024-08-25 10:00
2024-08-25 11:00
2024-08-25 12:00
2024-08-25 13:00
2024-08-25 14:00
2024-08-25 15:00
2024-08-25 16:00
2024-08-25 17:00
2024-08-25 18:00
2024-08-25 19:00
2024-08-25 20:00
2024-08-25 21:00
2024-08-25 22:00
2024-08-25 23:00
2024-08-26
2024-08-26 01:00
2024-08-26 02:00
2024-08-26 03:00
2024-08-26 04:00
2024-08-26 05:00
2024-08-26 06:00
2024-08-26 07:00
2024-08-26 08:00
2024-08-26 09:00
2024-08-26 10:00
2024-08-26 11:00
2024-08-26 12:00
2024-08-26 13:00
2024-08-26 14:00
2024-08-26 15:00
2024-08-26 16:00
2024-08-26 17:00
2024-08-26 18:00
2024-08-26 19:00
2024-08-26 20:00
2024-08-26 21:00
2024-08-26 22:00
2024-08-26 23:00
2024-08-27
2024-08-27 01:00
2024-08-27 02:00
2024-08-27 03:00
2024-08-27 04:00
2024-08-27 05:00
2024-08-27 06:00
2024-08-27 07:00
2024-08-27 08:00
2024-08-27 09:00
2024-08-27 10:00
2024-08-27 11:00
2024-08-27 12:00
2024-08-27 13:00
2024-08-27 14:00
2024-08-27 15:00
2024-08-27 16:00
2024-08-27 17:00
2024-08-27 18:00
2024-08-27 19:00
2024-08-27 20:00
2024-08-27 21:00
2024-08-27 22:00
2024-08-27 23:00
2024-08-28
2024-08-28 01:00
2024-08-28 02:00
2024-08-28 03:00
2024-08-28 04:00
2024-08-28 05:00
2024-08-28 06:00
2024-08-28 07:00
2024-08-28 08:00
2024-08-28 09:00
2024-08-28 10:00
2024-08-28 11:00
2024-08-28 12:00
2024-08-28 13:00
2024-08-28 14:00
2024-08-28 15:00
2024-08-28 16:00
2024-08-28 17:00
2024-08-28 18:00
2024-08-28 19:00
2024-08-28 20:00
2024-08-28 21:00
2024-08-28 22:00
2024-08-28 23:00
2024-08-29
2024-08-29 01:00
2024-08-29 02:00
2024-08-29 03:00
2024-08-29 04:00
2024-08-29 05:00
2024-08-29 06:00
2024-08-29 07:00
2024-08-29 08:00
2024-08-29 09:00
2024-08-29 10:00
2024-08-29 11:00
2024-08-29 12:00
2024-08-29 13:00
2024-08-29 14:00
2024-08-29 15:00
2024-08-29 16:00
2024-08-29 17:00
2024-08-29 18:00
2024-08-29 19:00
2024-08-29 20:00
2024-08-29 21:00
2024-08-29 22:00
2024-08-29 23:00
2024-08-30
2024-08-30 01:00
2024-08-30 02:00
2024-08-30 03:00
2024-08-30 04:00
2024-08-30 05:00
2024-08-30 06:00
2024-08-30 07:00
2024-08-30 08:00
2024-08-30 09:00
2024-08-30 10:00
2024-08-30 11:00
2024-08-30 12:00
2024-08-30 13:00
2024-08-30 14:00
2024-08-30 15:00
2024-08-30 16:00
2024-08-30 17:00
2024-08-30 18:00
2024-08-30 19:00
2024-08-30 20:00
2024-08-30 21:00
2024-08-30 22:00
2024-08-30 23:00
2024-08-31
2024-08-31 01:00
2024-08-31 02:00
2024-08-31 03:00
2024-08-31 04:00
2024-08-31 05:00
2024-08-31 06:00
2024-08-31 07:00
2024-08-31 08:00
2024-08-31 09:00
2024-08-31 10:00
2024-08-31 11:00
2024-08-31 12:00
2024-08-31 13:00
2024-08-31 14:00
2024-08-31 15:00
2024-08-31 16:00
2024-08-31 17:00
2024-08-31 18:00
2024-08-31 19:00
2024-08-31 20:00
2024-08-31 21:00
2024-08-31 22:00
2024-08-31 23:00
2024-09-01
2024-09-01 01:00
2024-09-01 02:00
2024-09-01 03:00
2024-09-01 04:00
2024-09-01 05:00
2024-09-01 06:00
2024-09-01 07:00
2024-09-01 08:00
2024-09-01 09:00
2024-09-01 10:00
2024-09-01 11:00
2024-09-01 12:00
2024-09-01 13:00
2024-09-01 14:00
2024-09-01 15:00
2024-09-01 16:00
2024-09-01 17:00
2024-09-01 18:00
2024-09-01 19:00
2024-09-01 20:00
2024-09-01 21:00
2024-09-01 22:00
2024-09-01 23:00
2024-09-02
2024-09-02 01:00
2024-09-02 02:00
2024-09-02 03:00
2024-09-02 04:00
2024-09-02 05:00
2024-09-02 06:00
2024-09-02 07:00
2024-09-02 08:00
2024-09-02 09:00
2024-09-02 10:00
2024-09-02 11:00
2024-09-02 12:00
2024-09-02 13:00
2024-09-02 14:00
2024-09-02 15:00
2024-09-02 16:00
2024-09-02 17:00
2024-09-02 18:00
2024-09-02 19:00
2024-09-02 20:00
2024-09-02 21:00
2024-09-02 22:00
2024-09-02 23:00
2024-09-03
2024-09-03 01:00
2024-09-03 02:00
2024-09-03 03:00
2024-09-03 04:00
2024-09-03 05:00
2024-09-03 06:00
2024-09-03 07:00
2024-09-03 08:00
2024-09-03 09:00
2024-09-03 10:00
2024-09-03 11:00
2024-09-03 12:00
2024-09-03 13:00
2024-09-03 14:00
2024-09-03 15:00
2024-09-03 16:00
2024-09-03 17:00
2024-09-03 18:00
2024-09-03 19:00
2024-09-03 20:00
2024-09-03 21:00
2024-09-03 22:00
2024-09-03 23:00
2024-09-04
2024-09-04 01:00
2024-09-04 02:00
2024-09-04 03:00
2024-09-04 04:00
2024-09-04 05:00
2024-09-04 06:00
2024-09-04 07:00
2024-09-04 08:00
2024-09-04 09:00
2024-09-04 10:00
2024-09-04 11:00
2024-09-04 12:00
2024-09-04 13:00
2024-09-04 14:00
2024-09-04 15:00
2024-09-04 16:00
2024-09-04 17:00
2024-09-04 18:00
2024-09-04 19:00
2024-09-04 20:00
2024-09-04 21:00
2024-09-04 22:00
2024-09-04 23:00
2024-09-05
2024-09-05 01:00
2024-09-05 02:00
2024-09-05 03:00
2024-09-05 04:00
2024-09-05 05:00
2024-09-05 06:00
2024-09-05 07:00
2024-09-05 08:00
2024-09-05 09:00
2024-09-05 10:00
2024-09-05 11:00
2024-09-05 12:00
2024-09-05 13:00
2024-09-05 14:00
2024-09-05 15:00
2024-09-05 16:00
2024-09-05 17:00
2024-09-05 18:00
2024-09-05 19:00
2024-09-05 20:00
2024-09-05 21:00
2024-09-05 22:00
2024-09-05 23:00
2024-09-06
2024-09-06 01:00
2024-09-06 02:00
2024-09-06 03:00
2024-09-06 04:00
2024-09-06 05:00
2024-09-06 06:00
2024-09-06 07:00
2024-09-06 08:00
2024-09-06 09:00
2024-09-06 10:00
2024-09-06 11:00
2024-09-06 12:00
2024-09-06 13:00
2024-09-06 14:00
2024-09-06 15:00
2024-09-06 16:00
2024-09-06 17:00
2024-09-06 18:00
2024-09-06 19:00
2024-09-06 20:00
2024-09-06 21:00
2024-09-06 22:00
2024-09-06 23:00
2024-09-07
2024-09-07 01:00
2024-09-07 02:00
2024-09-07 03:00
2024-09-07 04:00
2024-09-07 05:00
2024-09-07 06:00
2024-09-07 07:00
2024-09-07 08:00
2024-09-07 09:00
2024-09-07 10:00
2024-09-07 11:00
2024-09-07 12:00
2024-09-07 13:00
2024-09-07 14:00
2024-09-07 15:00
2024-09-07 16:00
2024-09-07 17:00
2024-09-07 18:00
2024-09-07 19:00
2024-09-07 20:00
2024-09-07 21:00
2024-09-07 22:00
2024-09-07 23:00
2024-09-08
2024-09-08 01:00
2024-09-08 02:00
2024-09-08 03:00
2024-09-08 04:00
2024-09-08 05:00
2024-09-08 06:00
2024-09-08 07:00
2024-09-08 08:00
2024-09-08 09:00
2024-09-08 10:00
2024-09-08 11:00
2024-09-08 12:00
2024-09-08 13:00
2024-09-08 14:00
2024-09-08 15:00
2024-09-08 16:00
2024-09-08 17:00
2024-09-08 18:00
2024-09-08 19:00
2024-09-08 20:00
2024-09-08 21:00
2024-09-08 22:00
2024-09-08 23:00
2024-09-09
2024-09-09 01:00
2024-09-09 02:00
2024-09-09 03:00
2024-09-09 04:00
2024-09-09 05:00
2024-09-09 06:00
2024-09-09 07:00
2024-09-09 08:00
2024-09-09 09:00
2024-09-09 10:00
2024-09-09 11:00
2024-09-09 12:00
2024-09-09 13:00
2024-09-09 14:00
2024-09-09 15:00
2024-09-09 16:00
2024-09-09 17:00
2024-09-09 18:00
2024-09-09 19:00
2024-09-09 20:00
2024-09-09 21:00
2024-09-09 22:00
2024-09-09 23:00
2024-09-10
2024-09-10 01:00
2024-09-10 02:00
2024-09-10 03:00
2024-09-10 04:00
2024-09-10 05:00
2024-09-10 06:00
2024-09-10 07:00
2024-09-10 08:00
2024-09-10 09:00
2024-09-10 10:00
2024-09-10 11:00
2024-09-10 12:00
2024-09-10 13:00
2024-09-10 14:00
2024-09-10 15:00
2024-09-10 16:00
2024-09-10 17:00
2024-09-10 18:00
2024-09-10 19:00
2024-09-10 20:00
2024-09-10 21:00
2024-09-10 22:00
2024-09-10 23:00
2024-09-11
2024-09-11 01:00
2024-09-11 02:00
2024-09-11 03:00
2024-09-11 04:00
2024-09-11 05:00
2024-09-11 06:00
2024-09-11 07:00
2024-09-11 08:00
2024-09-11 09:00
2024-09-11 10:00
2024-09-11 11:00
2024-09-11 12:00
2024-09-11 13:00
2024-09-11 14:00
2024-09-11 15:00
2024-09-11 16:00
2024-09-11 17:00
2024-09-11 18:00
2024-09-11 19:00
2024-09-11 20:00
2024-09-11 21:00
2024-09-11 22:00
2024-09-11 23:00
2024-09-12
2024-09-12 01:00
2024-09-12 02:00
2024-09-12 03:00
2024-09-12 04:00
2024-09-12 05:00
2024-09-12 06:00
2024-09-12 07:00
2024-09-12 08:00
2024-09-12 09:00
2024-09-12 10:00
2024-09-12 11:00
2024-09-12 12:00
2024-09-12 13:00
2024-09-12 14:00
2024-09-12 15:00
2024-09-12 16:00
2024-09-12 17:00
2024-09-12 18:00
2024-09-12 19:00
2024-09-12 20:00
2024-09-12 21:00
2024-09-12 22:00
2024-09-12 23:00
2024-09-13
2024-09-13 01:00
2024-09-13 02:00
2024-09-13 03:00
2024-09-13 04:00
2024-09-13 05:00
2024-09-13 06:00
2024-09-13 07:00
2024-09-13 08:00
2024-09-13 09:00
2024-09-13 10:00
2024-09-13 11:00
2024-09-13 12:00
2024-09-13 13:00
2024-09-13 14:00
2024-09-13 15:00
2024-09-13 16:00
2024-09-13 17:00
2024-09-13 18:00
2024-09-13 19:00
2024-09-13 20:00
2024-09-13 21:00
2024-09-13 22:00
2024-09-13 23:00
2024-09-14
2024-09-14 01:00
2024-09-14 02:00
2024-09-14 03:00
2024-09-14 04:00
2024-09-14 05:00
2024-09-14 06:00
2024-09-14 07:00
2024-09-14 08:00
2024-09-14 09:00
2024-09-14 10:00
2024-09-14 11:00
2024-09-14 12:00
2024-09-14 13:00
2024-09-14 14:00
2024-09-14 15:00
2024-09-14 16:00
2024-09-14 17:00
2024-09-14 18:00
2024-09-14 19:00
2024-09-14 20:00
2024-09-14 21:00
2024-09-14 22:00
2024-09-14 23:00
2024-09-15
2024-09-15 01:00
2024-09-15 02:00
2024-09-15 03:00
2024-09-15 04:00
2024-09-15 05:00
2024-09-15 06:00
2024-09-15 07:00
2024-09-15 08:00
2024-09-15 09:00
2024-09-15 10:00
2024-09-15 11:00
2024-09-15 12:00
2024-09-15 13:00
2024-09-15 14:00
2024-09-15 15:00
2024-09-15 16:00
2024-09-15 17:00
2024-09-15 18:00
2024-09-15 19:00
2024-09-15 20:00
2024-09-15 21:00
2024-09-15 22:00
2024-09-15 23:00
2024-09-16
2024-09-16 01:00
2024-09-16 02:00
2024-09-16 03:00
2024-09-16 04:00
2024-09-16 05:00
2024-09-16 06:00
2024-09-16 07:00
2024-09-16 08:00
2024-09-16 09:00
2024-09-16 10:00
2024-09-16 11:00
2024-09-16 12:00
2024-09-16 13:00
2024-09-16 14:00
2024-09-16 15:00
2024-09-16 16:00
2024-09-16 17:00
2024-09-16 18:00
2024-09-16 19:00
2024-09-16 20:00
2024-09-16 21:00
2024-09-16 22:00
2024-09-16 23:00
2024-09-17
2024-09-17 01:00
2024-09-17 02:00
2024-09-17 03:00
2024-09-17 04:00
2024-09-17 05:00
2024-09-17 06:00
2024-09-17 07:00
2024-09-17 08:00
2024-09-17 09:00
2024-09-17 10:00
2024-09-17 11:00
2024-09-17 12:00
2024-09-17 13:00
2024-09-17 14:00
2024-09-17 15:00
2024-09-17 16:00
2024-09-17 17:00
2024-09-17 18:00
2024-09-17 19:00
2024-09-17 20:00
2024-09-17 21:00
2024-09-17 22:00
2024-09-17 23:00
2024-09-18
2024-09-18 01:00
2024-09-18 02:00
2024-09-18 03:00
2024-09-18 04:00
2024-09-18 05:00
2024-09-18 06:00
2024-09-18 07:00
2024-09-18 08:00
2024-09-18 09:00
2024-09-18 10:00
2024-09-18 11:00
2024-09-18 12:00
2024-09-18 13:00
2024-09-18 14:00
2024-09-18 15:00
2024-09-18 16:00
2024-09-18 17:00
2024-09-18 18:00
2024-09-18 19:00
2024-09-18 20:00
2024-09-18 21:00
2024-09-18 22:00
2024-09-18 23:00
2024-09-19
2024-09-19 01:00
2024-09-19 02:00
2024-09-19 03:00
2024-09-19 04:00
2024-09-19 05:00
2024-09-19 06:00
2024-09-19 07:00
2024-09-19 08:00
2024-09-19 09:00
2024-09-19 10:00
2024-09-19 11:00
2024-09-19 12:00
2024-09-19 13:00
2024-09-19 14:00
2024-09-19 15:00
2024-09-19 16:00
2024-09-19 17:00
2024-09-19 18:00
2024-09-19 19:00
2024-09-19 20:00
2024-09-19 21:00
2024-09-19 22:00
2024-09-19 23:00
2024-09-20
2024-09-20 01:00
2024-09-20 02:00
2024-09-20 03:00
2024-09-20 04:00
2024-09-20 05:00
2024-09-20 06:00
2024-09-20 07:00
2024-09-20 08:00
2024-09-20 09:00
2024-09-20 10:00
2024-09-20 11:00
2024-09-20 12:00
2024-09-20 13:00
2024-09-20 14:00
2024-09-20 15:00
2024-09-20 16:00
2024-09-20 17:00
2024-09-20 18:00
2024-09-20 19:00
2024-09-20 20:00
2024-09-20 21:00
2024-09-20 22:00
2024-09-20 23:00
2024-09-21
2024-09-21 01:00
2024-09-21 02:00
2024-09-21 03:00
2024-09-21 04:00
2024-09-21 05:00
2024-09-21 06:00
2024-09-21 07:00
2024-09-21 08:00
2024-09-21 09:00
2024-09-21 10:00
2024-09-21 11:00
2024-09-21 12:00
2024-09-21 13:00
2024-09-21 14:00
2024-09-21 15:00
2024-09-21 16:00
2024-09-21 17:00
2024-09-21 18:00
2024-09-21 19:00
2024-09-21 20:00
2024-09-21 21:00
2024-09-21 22:00
2024-09-21 23:00
2024-09-22
2024-09-22 01:00
2024-09-22 02:00
2024-09-22 03:00
2024-09-22 04:00
2024-09-22 05:00
2024-09-22 06:00
2024-09-22 07:00
2024-09-22 08:00
2024-09-22 09:00
2024-09-22 10:00
2024-09-22 11:00
2024-09-22 12:00
2024-09-22 13:00
2024-09-22 14:00
2024-09-22 15:00
2024-09-22 16:00
2024-09-22 17:00
2024-09-22 18:00
2024-09-22 19:00
2024-09-22 20:00
2024-09-22 21:00
2024-09-22 22:00
2024-09-22 23:00
2024-09-23
2024-09-23 01:00
2024-09-23 02:00
2024-09-23 03:00
2024-09-23 04:00
2024-09-23 05:00
2024-09-23 06:00
2024-09-23 07:00
2024-09-23 08:00
2024-09-23 09:00
2024-09-23 10:00
2024-09-23 11:00
2024-09-23 12:00
2024-09-23 13:00
2024-09-23 14:00
2024-09-23 15:00
2024-09-23 16:00
2024-09-23 17:00
2024-09-23 18:00
2024-09-23 19:00
2024-09-23 20:00
2024-09-23 21:00
2024-09-23 22:00
2024-09-23 23:00
2024-09-24
2024-09-24 01:00
2024-09-24 02:00
2024-09-24 03:00
2024-09-24 04:00
2024-09-24 05:00
2024-09-24 06:00
2024-09-24 07:00
2024-09-24 08:00
2024-09-24 09:00
2024-09-24 10:00
2024-09-24 11:00
2024-09-24 12:00
2024-09-24 13:00
2024-09-24 14:00
2024-09-24 15:00
2024-09-24 16:00
2024-09-24 17:00
2024-09-24 18:00
2024-09-24 19:00
2024-09-24 20:00
2024-09-24 21:00
2024-09-24 22:00
2024-09-24 23:00
2024-09-25
2024-09-25 01:00
2024-09-25 02:00
2024-09-25 03:00
2024-09-25 04:00
2024-09-25 05:00
2024-09-25 06:00
2024-09-25 07:00
2024-09-25 08:00
2024-09-25 09:00
2024-09-25 10:00
2024-09-25 11:00
2024-09-25 12:00
2024-09-25 13:00
2024-09-25 14:00
2024-09-25 15:00
2024-09-25 16:00
2024-09-25 17:00
2024-09-25 18:00
2024-09-25 19:00
2024-09-25 20:00
2024-09-25 21:00
2024-09-25 22:00
2024-09-25 23:00
2024-09-26
2024-09-26 01:00
2024-09-26 02:00
2024-09-26 03:00
2024-09-26 04:00
2024-09-26 05:00
2024-09-26 06:00
2024-09-26 07:00
2024-09-26 08:00
2024-09-26 09:00
2024-09-26 10:00
2024-09-26 11:00
2024-09-26 12:00
2024-09-26 13:00
2024-09-26 14:00
2024-09-26 15:00
2024-09-26 16:00
2024-09-26 17:00
2024-09-26 18:00
2024-09-26 19:00
2024-09-26 20:00
2024-09-26 21:00
2024-09-26 22:00
2024-09-26 23:00
2024-09-27
2024-09-27 01:00
2024-09-27 02:00
2024-09-27 03:00
2024-09-27 04:00
2024-09-27 05:00
2024-09-27 06:00
2024-09-27 07:00
2024-09-27 08:00
2024-09-27 09:00
2024-09-27 10:00
2024-09-27 11:00
2024-09-27 12:00
2024-09-27 13:00
2024-09-27 14:00
2024-09-27 15:00
2024-09-27 16:00
2024-09-27 17:00
2024-09-27 18:00
2024-09-27 19:00
2024-09-27 20:00
2024-09-27 21:00
2024-09-27 22:00
2024-09-27 23:00
2024-09-28
2024-09-28 01:00
2024-09-28 02:00
2024-09-28 03:00
2024-09-28 04:00
2024-09-28 05:00
2024-09-28 06:00
2024-09-28 07:00
2024-09-28 08:00
2024-09-28 09:00
2024-09-28 10:00
2024-09-28 11:00
2024-09-28 12:00
2024-09-28 13:00
2024-09-28 14:00
2024-09-28 15:00
2024-09-28 16:00
2024-09-28 17:00
2024-09-28 18:00
2024-09-28 19:00
2024-09-28 20:00
2024-09-28 21:00
2024-09-28 22:00
2024-09-28 23:00
2024-09-29
2024-09-29 01:00
2024-09-29 02:00
2024-09-29 03:00
2024-09-29 04:00
2024-09-29 05:00
2024-09-29 06:00
2024-09-29 07:00
2024-09-29 08:00
2024-09-29 09:00
2024-09-29 10:00
2024-09-29 11:00
2024-09-29 12:00
2024-09-29 13:00
2024-09-29 14:00
2024-09-29 15:00
2024-09-29 16:00
2024-09-29 17:00
2024-09-29 18:00
2024-09-29 19:00
2024-09-29 20:00
2024-09-29 21:00
2024-09-29 22:00
2024-09-29 23:00
2024-09-30
2024-09-30 01:00
2024-09-30 02:00
2024-09-30 03:00
2024-09-30 04:00
2024-09-30 05:00
2024-09-30 06:00
2024-09-30 07:00
2024-09-30 08:00
2024-09-30 09:00
2024-09-30 10:00
2024-09-30 11:00
2024-09-30 12:00
2024-09-30 13:00
2024-09-30 14:00
2024-09-30 15:00
2024-09-30 16:00
2024-09-30 17:00
2024-09-30 18:00
2024-09-30 19:00
2024-09-30 20:00
2024-09-30 21:00
2024-09-30 22:00
2024-09-30 23:00
2024-10-01
2024-10-01 01:00
2024-10-01 02:00
2024-10-01 03:00
2024-10-01 04:00
2024-10-01 05:00
2024-10-01 06:00
2024-10-01 07:00
2024-10-01 08:00
2024-10-01 09:00
2024-10-01 10:00
2024-10-01 11:00
2024-10-01 12:00
2024-10-01 13:00
2024-10-01 14:00
2024-10-01 15:00
2024-10-01 16:00
2024-10-01 17:00
2024-10-01 18:00
2024-10-01 19:00
2024-10-01 20:00
2024-10-01 21:00
2024-10-01 22:00
2024-10-01 23:00
2024-10-02
2024-10-02 01:00
2024-10-02 02:00
2024-10-02 03:00
2024-10-02 04:00
2024-10-02 05:00
2024-10-02 06:00
2024-10-02 07:00
2024-10-02 08:00
2024-10-02 09:00
2024-10-02 10:00
2024-10-02 11:00
2024-10-02 12:00
2024-10-02 13:00
2024-10-02 14:00
2024-10-02 15:00
2024-10-02 16:00
2024-10-02 17:00
2024-10-02 18:00
2024-10-02 19:00
2024-10-02 20:00
2024-10-02 21:00
2024-10-02 22:00
2024-10-02 23:00
2024-10-03
2024-10-03 01:00
2024-10-03 02:00
2024-10-03 03:00
2024-10-03 04:00
2024-10-03 05:00
2024-10-03 06:00
2024-10-03 07:00
2024-10-03 08:00
2024-10-03 09:00
2024-10-03 10:00
2024-10-03 11:00
2024-10-03 12:00
2024-10-03 13:00
2024-10-03 14:00
2024-10-03 15:00
2024-10-03 16:00
2024-10-03 17:00
2024-10-03 18:00
2024-10-03 19:00
2024-10-03 20:00
2024-10-03 21:00
2024-10-03 22:00
2024-10-03 23:00
2024-10-04
2024-10-04 01:00
2024-10-04 02:00
2024-10-04 03:00
2024-10-04 04:00
2024-10-04 05:00
2024-10-04 06:00
2024-10-04 07:00
2024-10-04 08:00
2024-10-04 09:00
2024-10-04 10:00
2024-10-04 11:00
2024-10-04 12:00
2024-10-04 13:00
2024-10-04 14:00
2024-10-04 15:00
2024-10-04 16:00
2024-10-04 17:00
2024-10-04 18:00
2024-10-04 19:00
2024-10-04 20:00
2024-10-04 21:00
2024-10-04 22:00
2024-10-04 23:00
2024-10-05
2024-10-05 01:00
2024-10-05 02:00
2024-10-05 03:00
2024-10-05 04:00
2024-10-05 05:00
2024-10-05 06:00
2024-10-05 07:00
2024-10-05 08:00
2024-10-05 09:00
2024-10-05 10:00
2024-10-05 11:00
2024-10-05 12:00
2024-10-05 13:00
2024-10-05 14:00
2024-10-05 15:00
2024-10-05 16:00
2024-10-05 17:00
2024-10-05 18:00
2024-10-05 19:00
2024-10-05 20:00
2024-10-05 21:00
2024-10-05 22:00
2024-10-05 23:00
2024-10-06
2024-10-06 01:00
2024-10-06 02:00
2024-10-06 03:00
2024-10-06 04:00
2024-10-06 05:00
2024-10-06 06:00
2024-10-06 07:00
2024-10-06 08:00
2024-10-06 09:00
2024-10-06 10:00
2024-10-06 11:00
2024-10-06 12:00
2024-10-06 13:00
2024-10-06 14:00
2024-10-06 15:00
2024-10-06 16:00
2024-10-06 17:00
2024-10-06 18:00
2024-10-06 19:00
2024-10-06 20:00
2024-10-06 21:00
2024-10-06 22:00
2024-10-06 23:00
2024-10-07
2024-10-07 01:00
2024-10-07 02:00
2024-10-07 03:00
2024-10-07 04:00
2024-10-07 05:00
2024-10-07 06:00
2024-10-07 07:00
2024-10-07 08:00
2024-10-07 09:00
2024-10-07 10:00
2024-10-07 11:00
2024-10-07 12:00
2024-10-07 13:00
2024-10-07 14:00
2024-10-07 15:00
2024-10-07 16:00
2024-10-07 17:00
2024-10-07 18:00
2024-10-07 19:00
2024-10-07 20:00
2024-10-07 21:00
2024-10-07 22:00
2024-10-07 23:00
2024-10-08
2024-10-08 01:00
2024-10-08 02:00
2024-10-08 03:00
2024-10-08 04:00
2024-10-08 05:00
2024-10-08 06:00
2024-10-08 07:00
2024-10-08 08:00
2024-10-08 09:00
2024-10-08 10:00
2024-10-08 11:00
2024-10-08 12:00
2024-10-08 13:00
2024-10-08 14:00
2024-10-08 15:00
2024-10-08 16:00
2024-10-08 17:00
2024-10-08 18:00
2024-10-08 19:00
2024-10-08 20:00
2024-10-08 21:00
2024-10-08 22:00
2024-10-08 23:00
2024-10-09
2024-10-09 01:00
2024-10-09 02:00
2024-10-09 03:00
2024-10-09 04:00
2024-10-09 05:00
2024-10-09 06:00
2024-10-09 07:00
2024-10-09 08:00
2024-10-09 09:00
2024-10-09 10:00
2024-10-09 11:00
2024-10-09 12:00
2024-10-09 13:00
2024-10-09 14:00
2024-10-09 15:00
2024-10-09 16:00
2024-10-09 17:00
2024-10-09 18:00
2024-10-09 19:00
2024-10-09 20:00
2024-10-09 21:00
2024-10-09 22:00
2024-10-09 23:00
2024-10-10
2024-10-10 01:00
2024-10-10 02:00
2024-10-10 03:00
2024-10-10 04:00
2024-10-10 05:00
2024-10-10 06:00
2024-10-10 07:00
2024-10-10 08:00
2024-10-10 09:00
2024-10-10 10:00
2024-10-10 11:00
2024-10-10 12:00
2024-10-10 13:00
2024-10-10 14:00
2024-10-10 15:00
2024-10-10 16:00
2024-10-10 17:00
2024-10-10 18:00
2024-10-10 19:00
2024-10-10 20:00
2024-10-10 21:00
2024-10-10 22:00
2024-10-10 23:00
2024-10-11
2024-10-11 01:00
2024-10-11 02:00
2024-10-11 03:00
2024-10-11 04:00
2024-10-11 05:00
2024-10-11 06:00
2024-10-11 07:00
2024-10-11 08:00
2024-10-11 09:00
2024-10-11 10:00
2024-10-11 11:00
2024-10-11 12:00
2024-10-11 13:00
2024-10-11 14:00
2024-10-11 15:00
2024-10-11 16:00
2024-10-11 17:00
2024-10-11 18:00
2024-10-11 19:00
2024-10-11 20:00
2024-10-11 21:00
2024-10-11 22:00
2024-10-11 23:00
2024-10-12
2024-10-12 01:00
2024-10-12 02:00
2024-10-12 03:00
2024-10-12 04:00
2024-10-12 05:00
2024-10-12 06:00
2024-10-12 07:00
2024-10-12 08:00
2024-10-12 09:00
2024-10-12 10:00
2024-10-12 11:00
2024-10-12 12:00
2024-10-12 13:00
2024-10-12 14:00
2024-10-12 15:00
2024-10-12 16:00
2024-10-12 17:00
2024-10-12 18:00
2024-10-12 19:00
2024-10-12 20:00
2024-10-12 21:00
2024-10-12 22:00
2024-10-12 23:00
2024-10-13
2024-10-13 01:00
2024-10-13 02:00
2024-10-13 03:00
2024-10-13 04:00
2024-10-13 05:00
2024-10-13 06:00
2024-10-13 07:00
2024-10-13 08:00
2024-10-13 09:00
2024-10-13 10:00
2024-10-13 11:00
2024-10-13 12:00
2024-10-13 13:00
2024-10-13 14:00
2024-10-13 15:00
2024-10-13 16:00
2024-10-13 17:00
2024-10-13 18:00
2024-10-13 19:00
2024-10-13 20:00
2024-10-13 21:00
2024-10-13 22:00
2024-10-13 23:00
2024-10-14
2024-10-14 01:00
2024-10-14 02:00
2024-10-14 03:00
2024-10-14 04:00
2024-10-14 05:00
2024-10-14 06:00
2024-10-14 07:00
2024-10-14 08:00
2024-10-14 09:00
2024-10-14 10:00
2024-10-14 11:00
2024-10-14 12:00
2024-10-14 13:00
2024-10-14 14:00
2024-10-14 15:00
2024-10-14 16:00
2024-10-14 17:00
2024-10-14 18:00
2024-10-14 19:00
2024-10-14 20:00
2024-10-14 21:00
2024-10-14 22:00
2024-10-14 23:00
2024-10-15
2024-10-15 01:00
2024-10-15 02:00
2024-10-15 03:00
2024-10-15 04:00
2024-10-15 05:00
2024-10-15 06:00
2024-10-15 07:00
2024-10-15 08:00
2024-10-15 09:00
2024-10-15 10:00
2024-10-15 11:00
2024-10-15 12:00
2024-10-15 13:00
2024-10-15 14:00
2024-10-15 15:00
2024-10-15 16:00
2024-10-15 17:00
2024-10-15 18:00
2024-10-15 19:00
2024-10-15 20:00
2024-10-15 21:00
2024-10-15 22:00
2024-10-15 23:00
2024-10-16
2024-10-16 01:00
2024-10-16 02:00
2024-10-16 03:00
2024-10-16 04:00
2024-10-16 05:00
2024-10-16 06:00
2024-10-16 07:00
2024-10-16 08:00
2024-10-16 09:00
2024-10-16 10:00
2024-10-16 11:00
2024-10-16 12:00
2024-10-16 13:00
2024-10-16 14:00
2024-10-16 15:00
2024-10-16 16:00
2024-10-16 17:00
2024-10-16 18:00
2024-10-16 19:00
2024-10-16 20:00
2024-10-16 21:00
2024-10-16 22:00
2024-10-16 23:00
2024-10-17
2024-10-17 01:00
2024-10-17 02:00
2024-10-17 03:00
2024-10-17 04:00
2024-10-17 05:00
2024-10-17 06:00
2024-10-17 07:00
2024-10-17 08:00
2024-10-17 09:00
2024-10-17 10:00
2024-10-17 11:00
2024-10-17 12:00
2024-10-17 13:00
2024-10-17 14:00
2024-10-17 15:00
2024-10-17 16:00
2024-10-17 17:00
2024-10-17 18:00
2024-10-17 19:00
2024-10-17 20:00
2024-10-17 21:00
2024-10-17 22:00
2024-10-17 23:00
2024-10-18
2024-10-18 01:00
2024-10-18 02:00
2024-10-18 03:00
2024-10-18 04:00
2024-10-18 05:00
2024-10-18 06:00
2024-10-18 07:00
2024-10-18 08:00
2024-10-18 09:00
2024-10-18 10:00
2024-10-18 11:00
2024-10-18 12:00
2024-10-18 13:00
2024-10-18 14:00
2024-10-18 15:00
2024-10-18 16:00
2024-10-18 17:00
2024-10-18 18:00
2024-10-18 19:00
2024-10-18 20:00
2024-10-18 21:00
2024-10-18 22:00
2024-10-18 23:00
2024-10-19
2024-10-19 01:00
2024-10-19 02:00
2024-10-19 03:00
2024-10-19 04:00
2024-10-19 05:00
2024-10-19 06:00
2024-10-19 07:00
2024-10-19 08:00
2024-10-19 09:00
2024-10-19 10:00
2024-10-19 11:00
2024-10-19 12:00
2024-10-19 13:00
2024-10-19 14:00
2024-10-19 15:00
2024-10-19 16:00
2024-10-19 17:00
2024-10-19 18:00
2024-10-19 19:00
2024-10-19 20:00
2024-10-19 21:00
2024-10-19 22:00
2024-10-19 23:00
2024-10-20
2024-10-20 01:00
2024-10-20 02:00
2024-10-20 03:00
2024-10-20 04:00
2024-10-20 05:00
2024-10-20 06:00
2024-10-20 07:00
2024-10-20 08:00
2024-10-20 09:00
2024-10-20 10:00
2024-10-20 11:00
2024-10-20 12:00
2024-10-20 13:00
2024-10-20 14:00
2024-10-20 15:00
2024-10-20 16:00
2024-10-20 17:00
2024-10-20 18:00
2024-10-20 19:00
2024-10-20 20:00
2024-10-20 21:00
2024-10-20 22:00
2024-10-20 23:00
2024-10-21
2024-10-21 01:00
2024-10-21 02:00
2024-10-21 03:00
2024-10-21 04:00
2024-10-21 05:00
2024-10-21 06:00
2024-10-21 07:00
2024-10-21 08:00
2024-10-21 09:00
2024-10-21 10:00
2024-10-21 11:00
2024-10-21 12:00
2024-10-21 13:00
2024-10-21 14:00
2024-10-21 15:00
2024-10-21 16:00
2024-10-21 17:00
2024-10-21 18:00
2024-10-21 19:00
2024-10-21 20:00
2024-10-21 21:00
2024-10-21 22:00
2024-10-21 23:00
2024-10-22
2024-10-22 01:00
2024-10-22 02:00
2024-10-22 03:00
2024-10-22 04:00
2024-10-22 05:00
2024-10-22 06:00
2024-10-22 07:00
2024-10-22 08:00
2024-10-22 09:00
2024-10-22 10:00
2024-10-22 11:00
2024-10-22 12:00
2024-10-22 13:00
2024-10-22 14:00
2024-10-22 15:00
2024-10-22 16:00
2024-10-22 17:00
2024-10-22 18:00
2024-10-22 19:00
2024-10-22 20:00
2024-10-22 21:00
2024-10-22 22:00
2024-10-22 23:00
2024-10-23
2024-10-23 01:00
2024-10-23 02:00
2024-10-23 03:00
2024-10-23 04:00
2024-10-23 05:00
2024-10-23 06:00
2024-10-23 07:00
2024-10-23 08:00
2024-10-23 09:00
2024-10-23 10:00
2024-10-23 11:00
2024-10-23 12:00
2024-10-23 13:00
2024-10-23 14:00
2024-10-23 15:00
2024-10-23 16:00
2024-10-23 17:00
2024-10-23 18:00
2024-10-23 19:00
2024-10-23 20:00
2024-10-23 21:00
2024-10-23 22:00
2024-10-23 23:00
2024-10-24
2024-10-24 01:00
2024-10-24 02:00
2024-10-24 03:00
2024-10-24 04:00
2024-10-24 05:00
2024-10-24 06:00
2024-10-24 07:00
2024-10-24 08:00
2024-10-24 09:00
2024-10-24 10:00
2024-10-24 11:00
2024-10-24 12:00
2024-10-24 13:00
2024-10-24 14:00
2024-10-24 15:00
2024-10-24 16:00
2024-10-24 17:00
2024-10-24 18:00
2024-10-24 19:00
2024-10-24 20:00
2024-10-24 21:00
2024-10-24 22:00
2024-10-24 23:00
2024-10-25
2024-10-25 01:00
2024-10-25 02:00
2024-10-25 03:00
2024-10-25 04:00
2024-10-25 05:00
2024-10-25 06:00
2024-10-25 07:00
2024-10-25 08:00
2024-10-25 09:00
2024-10-25 10:00
2024-10-25 11:00
2024-10-25 12:00
2024-10-25 13:00
2024-10-25 14:00
2024-10-25 15:00
2024-10-25 16:00
2024-10-25 17:00
2024-10-25 18:00
2024-10-25 19:00
2024-10-25 20:00
2024-10-25 21:00
2024-10-25 22:00
2024-10-25 23:00
2024-10-26
2024-10-26 01:00
2024-10-26 02:00
2024-10-26 03:00
2024-10-26 04:00
2024-10-26 05:00
2024-10-26 06:00
2024-10-26 07:00
2024-10-26 08:00
2024-10-26 09:00
2024-10-26 10:00
2024-10-26 11:00
2024-10-26 12:00
2024-10-26 13:00
2024-10-26 14:00
2024-10-26 15:00
2024-10-26 16:00
2024-10-26 17:00
2024-10-26 18:00
2024-10-26 19:00
2024-10-26 20:00
2024-10-26 21:00
2024-10-26 22:00
2024-10-26 23:00
2024-10-27
2024-10-27 01:00
2024-10-27 02:00
2024-10-27 03:00
2024-10-27 04:00
2024-10-27 05:00
2024-10-27 06:00
2024-10-27 07:00
2024-10-27 08:00
2024-10-27 09:00
2024-10-27 10:00
2024-10-27 11:00
2024-10-27 12:00
2024-10-27 13:00
2024-10-27 14:00
2024-10-27 15:00
2024-10-27 16:00
2024-10-27 17:00
2024-10-27 18:00
2024-10-27 19:00
2024-10-27 20:00
2024-10-27 21:00
2024-10-27 22:00
2024-10-27 23:00
2024-10-28
2024-10-28 01:00
2024-10-28 02:00
2024-10-28 03:00
2024-10-28 04:00
2024-10-28 05:00
2024-10-28 06:00
2024-10-28 07:00
2024-10-28 08:00
2024-10-28 09:00
2024-10-28 10:00
2024-10-28 11:00
2024-10-28 12:00
2024-10-28 13:00
2024-10-28 14:00
2024-10-28 15:00
2024-10-28 16:00
2024-10-28 17:00
2024-10-28 18:00
2024-10-28 19:00
2024-10-28 20:00
2024-10-28 21:00
2024-10-28 22:00
2024-10-28 23:00
2024-10-29
2024-10-29 01:00
2024-10-29 02:00
2024-10-29 03:00
2024-10-29 04:00
2024-10-29 05:00
2024-10-29 06:00
2024-10-29 07:00
2024-10-29 08:00
2024-10-29 09:00
2024-10-29 10:00
2024-10-29 11:00
2024-10-29 12:00
2024-10-29 13:00
2024-10-29 14:00
2024-10-29 15:00
2024-10-29 16:00
2024-10-29 17:00
2024-10-29 18:00
2024-10-29 19:00
2024-10-29 20:00
2024-10-29 21:00
2024-10-29 22:00
2024-10-29 23:00
2024-10-30
2024-10-30 01:00
2024-10-30 02:00
2024-10-30 03:00
2024-10-30 04:00
2024-10-30 05:00
2024-10-30 06:00
2024-10-30 07:00
2024-10-30 08:00
2024-10-30 09:00
2024-10-30 10:00
2024-10-30 11:00
2024-10-30 12:00
2024-10-30 13:00
2024-10-30 14:00
2024-10-30 15:00
2024-10-30 16:00
2024-10-30 17:00
2024-10-30 18:00
2024-10-30 19:00
2024-10-30 20:00
2024-10-30 21:00
2024-10-30 22:00
2024-10-30 23:00
2024-10-31
2024-10-31 01:00
2024-10-31 02:00
2024-10-31 03:00
2024-10-31 04:00
2024-10-31 05:00
2024-10-31 06:00
2024-10-31 07:00
2024-10-31 08:00
2024-10-31 09:00
2024-10-31 10:00
2024-10-31 11:00
2024-10-31 12:00
2024-10-31 13:00
2024-10-31 14:00
2024-10-31 15:00
2024-10-31 16:00
2024-10-31 17:00
2024-10-31 18:00
2024-10-31 19:00
2024-10-31 20:00
2024-10-31 21:00
2024-10-31 22:00
2024-10-31 23:00
2024-11-01
2024-11-01 01:00
2024-11-01 02:00
2024-11-01 03:00
2024-11-01 04:00
2024-11-01 05:00
2024-11-01 06:00
2024-11-01 07:00
2024-11-01 08:00
2024-11-01 09:00
2024-11-01 10:00
2024-11-01 11:00
2024-11-01 12:00
2024-11-01 13:00
2024-11-01 14:00
2024-11-01 15:00
2024-11-01 16:00
2024-11-01 17:00
2024-11-01 18:00
2024-11-01 19:00
2024-11-01 20:00
2024-11-01 21:00
2024-11-01 22:00
2024-11-01 23:00
2024-11-02
2024-11-02 01:00
2024-11-02 02:00
2024-11-02 03:00
2024-11-02 04:00
2024-11-02 05:00
2024-11-02 06:00
2024-11-02 07:00
2024-11-02 08:00
2024-11-02 09:00
2024-11-02 10:00
2024-11-02 11:00
2024-11-02 12:00
2024-11-02 13:00
2024-11-02 14:00
2024-11-02 15:00
2024-11-02 16:00
2024-11-02 17:00
2024-11-02 18:00
2024-11-02 19:00
2024-11-02 20:00
2024-11-02 21:00
2024-11-02 22:00
2024-11-02 23:00
2024-11-03
2024-11-03 01:00
2024-11-03 02:00
2024-11-03 03:00
2024-11-03 04:00
2024-11-03 05:00
2024-11-03 06:00
2024-11-03 07:00
2024-11-03 08:00
2024-11-03 09:00
2024-11-03 10:00
2024-11-03 11:00
2024-11-03 12:00
2024-11-03 13:00
2024-11-03 14:00
2024-11-03 15:00
2024-11-03 16:00
2024-11-03 17:00
2024-11-03 18:00
2024-11-03 19:00
2024-11-03 20:00
2024-11-03 21:00
2024-11-03 22:00
2024-11-03 23:00
2024-11-04
2024-11-04 01:00
2024-11-04 02:00
2024-11-04 03:00
2024-11-04 04:00
2024-11-04 05:00
2024-11-04 06:00
2024-11-04 07:00
2024-11-04 08:00
2024-11-04 09:00
2024-11-04 10:00
2024-11-04 11:00
2024-11-04 12:00
2024-11-04 13:00
2024-11-04 14:00
2024-11-04 15:00
2024-11-04 16:00
2024-11-04 17:00
2024-11-04 18:00
2024-11-04 19:00
2024-11-04 20:00
2024-11-04 21:00
2024-11-04 22:00
2024-11-04 23:00
2024-11-05
2024-11-05 01:00
2024-11-05 02:00
2024-11-05 03:00
2024-11-05 04:00
2024-11-05 05:00
2024-11-05 06:00
2024-11-05 07:00
2024-11-05 08:00
2024-11-05 09:00
2024-11-05 10:00
2024-11-05 11:00
2024-11-05 12:00
2024-11-05 13:00
2024-11-05 14:00
2024-11-05 15:00
2024-11-05 16:00
2024-11-05 17:00
2024-11-05 18:00
2024-11-05 19:00
2024-11-05 20:00
2024-11-05 21:00
2024-11-05 22:00
2024-11-05 23:00
2024-11-06
2024-11-06 01:00
2024-11-06 02:00
2024-11-06 03:00
2024-11-06 04:00
2024-11-06 05:00
2024-11-06 06:00
2024-11-06 07:00
2024-11-06 08:00
2024-11-06 09:00
2024-11-06 10:00
2024-11-06 11:00
2024-11-06 12:00
2024-11-06 13:00
2024-11-06 14:00
2024-11-06 15:00
2024-11-06 16:00
2024-11-06 17:00
2024-11-06 18:00
2024-11-06 19:00
2024-11-06 20:00
2024-11-06 21:00
2024-11-06 22:00
2024-11-06 23:00
2024-11-07
2024-11-07 01:00
2024-11-07 02:00
2024-11-07 03:00
2024-11-07 04:00
2024-11-07 05:00
2024-11-07 06:00
2024-11-07 07:00
2024-11-07 08:00
2024-11-07 09:00
2024-11-07 10:00
2024-11-07 11:00
2024-11-07 12:00
2024-11-07 13:00
2024-11-07 14:00
2024-11-07 15:00
2024-11-07 16:00
2024-11-07 17:00
2024-11-07 18:00
2024-11-07 19:00
2024-11-07 20:00
2024-11-07 21:00
2024-11-07 22:00
2024-11-07 23:00
2024-11-08
2024-11-08 01:00
2024-11-08 02:00
2024-11-08 03:00
2024-11-08 04:00
2024-11-08 05:00
2024-11-08 06:00
2024-11-08 07:00
2024-11-08 08:00
2024-11-08 09:00
2024-11-08 10:00
2024-11-08 11:00
2024-11-08 12:00
2024-11-08 13:00
2024-11-08 14:00
2024-11-08 15:00
2024-11-08 16:00
2024-11-08 17:00
2024-11-08 18:00
2024-11-08 19:00
2024-11-08 20:00
2024-11-08 21:00
2024-11-08 22:00
2024-11-08 23:00
2024-11-09
2024-11-09 01:00
2024-11-09 02:00
2024-11-09 03:00
2024-11-09 04:00
2024-11-09 05:00
2024-11-09 06:00
2024-11-09 07:00
2024-11-09 08:00
2024-11-09 09:00
2024-11-09 10:00
2024-11-09 11:00
2024-11-09 12:00
2024-11-09 13:00
2024-11-09 14:00
2024-11-09 15:00
2024-11-09 16:00
2024-11-09 17:00
2024-11-09 18:00
2024-11-09 19:00
2024-11-09 20:00
2024-11-09 21:00
2024-11-09 22:00
2024-11-09 23:00
2024-11-10
2024-11-10 01:00
2024-11-10 02:00
2024-11-10 03:00
2024-11-10 04:00
2024-11-10 05:00
2024-11-10 06:00
2024-11-10 07:00
2024-11-10 08:00
2024-11-10 09:00
2024-11-10 10:00
2024-11-10 11:00
2024-11-10 12:00
2024-11-10 13:00
2024-11-10 14:00
2024-11-10 15:00
2024-11-10 16:00
2024-11-10 17:00
2024-11-10 18:00
2024-11-10 19:00
2024-11-10 20:00
2024-11-10 21:00
2024-11-10 22:00
2024-11-10 23:00
2024-11-11
2024-11-11 01:00
2024-11-11 02:00
2024-11-11 03:00
2024-11-11 04:00
2024-11-11 05:00
2024-11-11 06:00
2024-11-11 07:00
2024-11-11 08:00
2024-11-11 09:00
2024-11-11 10:00
2024-11-11 11:00
2024-11-11 12:00
2024-11-11 13:00
2024-11-11 14:00
2024-11-11 15:00
2024-11-11 16:00
2024-11-11 17:00
2024-11-11 18:00
2024-11-11 19:00
2024-11-11 20:00
2024-11-11 21:00
2024-11-11 22:00
2024-11-11 23:00
2024-11-12
2024-11-12 01:00
2024-11-12 02:00
2024-11-12 03:00
2024-11-12 04:00
2024-11-12 05:00
2024-11-12 06:00
2024-11-12 07:00
2024-11-12 08:00
2024-11-12 09:00
2024-11-12 10:00
2024-11-12 11:00
2024-11-12 12:00
2024-11-12 13:00
2024-11-12 14:00
2024-11-12 15:00
2024-11-12 16:00
2024-11-12 17:00
2024-11-12 18:00
2024-11-12 19:00
2024-11-12 20:00
2024-11-12 21:00
2024-11-12 22:00
2024-11-12 23:00
2024-11-13
2024-11-13 01:00
2024-11-13 02:00
2024-11-13 03:00
2024-11-13 04:00
2024-11-13 05:00
2024-11-13 06:00
2024-11-13 07:00
2024-11-13 08:00
2024-11-13 09:00
2024-11-13 10:00
2024-11-13 11:00
2024-11-13 12:00
2024-11-13 13:00
2024-11-13 14:00
2024-11-13 15:00
2024-11-13 16:00
2024-11-13 17:00
2024-11-13 18:00
2024-11-13 19:00
2024-11-13 20:00
2024-11-13 21:00
2024-11-13 22:00
2024-11-13 23:00
2024-11-14
2024-11-14 01:00
2024-11-14 02:00
2024-11-14 03:00
2024-11-14 04:00
2024-11-14 05:00
2024-11-14 06:00
2024-11-14 07:00
2024-11-14 08:00
2024-11-14 09:00
2024-11-14 10:00
2024-11-14 11:00
2024-11-14 12:00
2024-11-14 13:00
2024-11-14 14:00
2024-11-14 15:00
2024-11-14 16:00
2024-11-14 17:00
2024-11-14 18:00
2024-11-14 19:00
2024-11-14 20:00
2024-11-14 21:00
2024-11-14 22:00
2024-11-14 23:00
2024-11-15
2024-11-15 01:00
2024-11-15 02:00
2024-11-15 03:00
2024-11-15 04:00
2024-11-15 05:00
2024-11-15 06:00
2024-11-15 07:00
2024-11-15 08:00
2024-11-15 09:00
2024-11-15 10:00
2024-11-15 11:00
2024-11-15 12:00
2024-11-15 13:00
2024-11-15 14:00
2024-11-15 15:00
2024-11-15 16:00
2024-11-15 17:00
2024-11-15 18:00
2024-11-15 19:00
2024-11-15 20:00
2024-11-15 21:00
2024-11-15 22:00
2024-11-15 23:00
2024-11-16
2024-11-16 01:00
2024-11-16 02:00
2024-11-16 03:00
2024-11-16 04:00
2024-11-16 05:00
2024-11-16 06:00
2024-11-16 07:00
2024-11-16 08:00
2024-11-16 09:00
2024-11-16 10:00
2024-11-16 11:00
2024-11-16 12:00
2024-11-16 13:00
2024-11-16 14:00
2024-11-16 15:00
2024-11-16 16:00
2024-11-16 17:00
2024-11-16 18:00
2024-11-16 19:00
2024-11-16 20:00
2024-11-16 21:00
2024-11-16 22:00
2024-11-16 23:00
2024-11-17
2024-11-17 01:00
2024-11-17 02:00
2024-11-17 03:00
2024-11-17 04:00
2024-11-17 05:00
2024-11-17 06:00
2024-11-17 07:00
2024-11-17 08:00
2024-11-17 09:00
2024-11-17 10:00
2024-11-17 11:00
2024-11-17 12:00
2024-11-17 13:00
2024-11-17 14:00
2024-11-17 15:00
2024-11-17 16:00
2024-11-17 17:00
2024-11-17 18:00
2024-11-17 19:00
2024-11-17 20:00
2024-11-17 21:00
2024-11-17 22:00
2024-11-17 23:00
2024-11-18
2024-11-18 01:00
2024-11-18 02:00
2024-11-18 03:00
2024-11-18 04:00
2024-11-18 05:00
2024-11-18 06:00
2024-11-18 07:00
2024-11-18 08:00
2024-11-18 09:00
2024-11-18 10:00
2024-11-18 11:00
2024-11-18 12:00
2024-11-18 13:00
2024-11-18 14:00
2024-11-18 15:00
2024-11-18 16:00
2024-11-18 17:00
2024-11-18 18:00
2024-11-18 19:00
2024-11-18 20:00
2024-11-18 21:00
2024-11-18 22:00
2024-11-18 23:00
2024-11-19
2024-11-19 01:00
2024-11-19 02:00
2024-11-19 03:00
2024-11-19 04:00
2024-11-19 05:00
2024-11-19 06:00
2024-11-19 07:00
2024-11-19 08:00
2024-11-19 09:00
2024-11-19 10:00
2024-11-19 11:00
2024-11-19 12:00
2024-11-19 13:00
2024-11-19 14:00
2024-11-19 15:00
2024-11-19 16:00
2024-11-19 17:00
2024-11-19 18:00
2024-11-19 19:00
2024-11-19 20:00
2024-11-19 21:00
2024-11-19 22:00
2024-11-19 23:00
2024-11-20
2024-11-20 01:00
2024-11-20 02:00
2024-11-20 03:00
2024-11-20 04:00
2024-11-20 05:00
2024-11-20 06:00
2024-11-20 07:00
2024-11-20 08:00
2024-11-20 09:00
2024-11-20 10:00
2024-11-20 11:00
2024-11-20 12:00
2024-11-20 13:00
2024-11-20 14:00
2024-11-20 15:00
2024-11-20 16:00
2024-11-20 17:00
2024-11-20 18:00
2024-11-20 19:00
2024-11-20 20:00
2024-11-20 21:00
2024-11-20 22:00
2024-11-20 23:00
2024-11-21
2024-11-21 01:00
2024-11-21 02:00
2024-11-21 03:00
2024-11-21 04:00
2024-11-21 05:00
2024-11-21 06:00
2024-11-21 07:00
2024-11-21 08:00
2024-11-21 09:00
2024-11-21 10:00
2024-11-21 11:00
2024-11-21 12:00
2024-11-21 13:00
2024-11-21 14:00
2024-11-21 15:00
2024-11-21 16:00
2024-11-21 17:00
2024-11-21 18:00
2024-11-21 19:00
2024-11-21 20:00
2024-11-21 21:00
2024-11-21 22:00
2024-11-21 23:00
2024-11-22
2024-11-22 01:00
2024-11-22 02:00
2024-11-22 03:00
2024-11-22 04:00
2024-11-22 05:00
2024-11-22 06:00
2024-11-22 07:00
2024-11-22 08:00
2024-11-22 09:00
2024-11-22 10:00
2024-11-22 11:00
2024-11-22 12:00
2024-11-22 13:00
2024-11-22 14:00
2024-11-22 15:00
2024-11-22 16:00
2024-11-22 17:00
2024-11-22 18:00
2024-11-22 19:00
2024-11-22 20:00
2024-11-22 21:00
2024-11-22 22:00
2024-11-22 23:00
2024-11-23
2024-11-23 01:00
2024-11-23 02:00
2024-11-23 03:00
2024-11-23 04:00
2024-11-23 05:00
2024-11-23 06:00
2024-11-23 07:00
2024-11-23 08:00
2024-11-23 09:00
2024-11-23 10:00
2024-11-23 11:00
2024-11-23 12:00
2024-11-23 13:00
2024-11-23 14:00
2024-11-23 15:00
2024-11-23 16:00
2024-11-23 17:00
2024-11-23 18:00
2024-11-23 19:00
2024-11-23 20:00
2024-11-23 21:00
2024-11-23 22:00
2024-11-23 23:00
2024-11-24
2024-11-24 01:00
2024-11-24 02:00
2024-11-24 03:00
2024-11-24 04:00
2024-11-24 05:00
2024-11-24 06:00
2024-11-24 07:00
2024-11-24 08:00
2024-11-24 09:00
2024-11-24 10:00
2024-11-24 11:00
2024-11-24 12:00
2024-11-24 13:00
2024-11-24 14:00
2024-11-24 15:00
2024-11-24 16:00
2024-11-24 17:00
2024-11-24 18:00
2024-11-24 19:00
2024-11-24 20:00
2024-11-24 21:00
2024-11-24 22:00
2024-11-24 23:00
2024-11-25
2024-11-25 01:00
2024-11-25 02:00
2024-11-25 03:00
2024-11-25 04:00
2024-11-25 05:00
2024-11-25 06:00
2024-11-25 07:00
2024-11-25 08:00
2024-11-25 09:00
2024-11-25 10:00
2024-11-25 11:00
2024-11-25 12:00
2024-11-25 13:00
2024-11-25 14:00
2024-11-25 15:00
2024-11-25 16:00
2024-11-25 17:00
2024-11-25 18:00
2024-11-25 19:00
2024-11-25 20:00
2024-11-25 21:00
2024-11-25 22:00
2024-11-25 23:00
2024-11-26
2024-11-26 01:00
2024-11-26 02:00
2024-11-26 03:00
2024-11-26 04:00
2024-11-26 05:00
2024-11-26 06:00
2024-11-26 07:00
2024-11-26 08:00
2024-11-26 09:00
2024-11-26 10:00
2024-11-26 11:00
2024-11-26 12:00
2024-11-26 13:00
2024-11-26 14:00
2024-11-26 15:00
2024-11-26 16:00
2024-11-26 17:00
2024-11-26 18:00
2024-11-26 19:00
2024-11-26 20:00
2024-11-26 21:00
2024-11-26 22:00
2024-11-26 23:00
2024-11-27
2024-11-27 01:00
2024-11-27 02:00
2024-11-27 03:00
2024-11-27 04:00
2024-11-27 05:00
2024-11-27 06:00
2024-11-27 07:00
2024-11-27 08:00
2024-11-27 09:00
2024-11-27 10:00
2024-11-27 11:00
2024-11-27 12:00
2024-11-27 13:00
2024-11-27 14:00
2024-11-27 15:00
2024-11-27 16:00
2024-11-27 17:00
2024-11-27 18:00
2024-11-27 19:00
2024-11-27 20:00
2024-11-27 21:00
2024-11-27 22:00
2024-11-27 23:00
2024-11-28
2024-11-28 01:00
2024-11-28 02:00
2024-11-28 03:00
2024-11-28 04:00
2024-11-28 05:00
2024-11-28 06:00
2024-11-28 07:00
2024-11-28 08:00
2024-11-28 09:00
2024-11-28 10:00
2024-11-28 11:00
2024-11-28 12:00
2024-11-28 13:00
2024-11-28 14:00
2024-11-28 15:00
2024-11-28 16:00
2024-11-28 17:00
2024-11-28 18:00
2024-11-28 19:00
2024-11-28 20:00
2024-11-28 21:00
2024-11-28 22:00
2024-11-28 23:00
2024-11-29
2024-11-29 01:00
2024-11-29 02:00
2024-11-29 03:00
2024-11-29 04:00
2024-11-29 05:00
2024-11-29 06:00
2024-11-29 07:00
2024-11-29 08:00
2024-11-29 09:00
2024-11-29 10:00
2024-11-29 11:00
2024-11-29 12:00
2024-11-29 13:00
2024-11-29 14:00
2024-11-29 15:00
2024-11-29 16:00
2024-11-29 17:00
2024-11-29 18:00
2024-11-29 19:00
2024-11-29 20:00
2024-11-29 21:00
2024-11-29 22:00
2024-11-29 23:00
2024-11-30
2024-11-30 01:00
2024-11-30 02:00
2024-11-30 03:00
2024-11-30 04:00
2024-11-30 05:00
2024-11-30 06:00
2024-11-30 07:00
2024-11-30 08:00
2024-11-30 09:00
2024-11-30 10:00
2024-11-30 11:00
2024-11-30 12:00
2024-11-30 13:00
2024-11-30 14:00
2024-11-30 15:00
2024-11-30 16:00
2024-11-30 17:00
2024-11-30 18:00
2024-11-30 19:00
2024-11-30 20:00
2024-11-30 21:00
2024-11-30 22:00
2024-11-30 23:00
2024-12-01
2024-12-01 01:00
2024-12-01 02:00
2024-12-01 03:00
2024-12-01 04:00
2024-12-01 05:00
2024-12-01 06:00
2024-12-01 07:00
2024-12-01 08:00
2024-12-01 09:00
2024-12-01 10:00
2024-12-01 11:00
2024-12-01 12:00
2024-12-01 13:00
2024-12-01 14:00
2024-12-01 15:00
2024-12-01 16:00
2024-12-01 17:00
2024-12-01 18:00
2024-12-01 19:00
2024-12-01 20:00
2024-12-01 21:00
2024-12-01 22:00
2024-12-01 23:00
2024-12-02
2024-12-02 01:00
2024-12-02 02:00
2024-12-02 03:00
2024-12-02 04:00
2024-12-02 05:00
2024-12-02 06:00
2024-12-02 07:00
2024-12-02 08:00
2024-12-02 09:00
2024-12-02 10:00
2024-12-02 11:00
2024-12-02 12:00
2024-12-02 13:00
2024-12-02 14:00
2024-12-02 15:00
2024-12-02 16:00
2024-12-02 17:00
2024-12-02 18:00
2024-12-02 19:00
2024-12-02 20:00
2024-12-02 21:00
2024-12-02 22:00
2024-12-02 23:00
2024-12-03
2024-12-03 01:00
2024-12-03 02:00
2024-12-03 03:00
2024-12-03 04:00
2024-12-03 05:00
2024-12-03 06:00
2024-12-03 07:00
2024-12-03 08:00
2024-12-03 09:00
2024-12-03 10:00
2024-12-03 11:00
2024-12-03 12:00
2024-12-03 13:00
2024-12-03 14:00
2024-12-03 15:00
2024-12-03 16:00
2024-12-03 17:00
2024-12-03 18:00
2024-12-03 19:00
2024-12-03 20:00
2024-12-03 21:00
2024-12-03 22:00
2024-12-03 23:00
2024-12-04
2024-12-04 01:00
2024-12-04 02:00
2024-12-04 03:00
2024-12-04 04:00
2024-12-04 05:00
2024-12-04 06:00
2024-12-04 07:00
2024-12-04 08:00
2024-12-04 09:00
2024-12-04 10:00
2024-12-04 11:00
2024-12-04 12:00
2024-12-04 13:00
2024-12-04 14:00
2024-12-04 15:00
2024-12-04 16:00
2024-12-04 17:00
2024-12-04 18:00
2024-12-04 19:00
2024-12-04 20:00
2024-12-04 21:00
2024-12-04 22:00
2024-12-04 23:00
2024-12-05
2024-12-05 01:00
2024-12-05 02:00
2024-12-05 03:00
2024-12-05 04:00
2024-12-05 05:00
2024-12-05 06:00
2024-12-05 07:00
2024-12-05 08:00
2024-12-05 09:00
2024-12-05 10:00
2024-12-05 11:00
2024-12-05 12:00
2024-12-05 13:00
2024-12-05 14:00
2024-12-05 15:00
2024-12-05 16:00
2024-12-05 17:00
2024-12-05 18:00
2024-12-05 19:00
2024-12-05 20:00
2024-12-05 21:00
2024-12-05 22:00
2024-12-05 23:00
2024-12-06
2024-12-06 01:00
2024-12-06 02:00
2024-12-06 03:00
2024-12-06 04:00
2024-12-06 05:00
2024-12-06 06:00
2024-12-06 07:00
2024-12-06 08:00
2024-12-06 09:00
2024-12-06 10:00
2024-12-06 11:00
2024-12-06 12:00
2024-12-06 13:00
2024-12-06 14:00
2024-12-06 15:00
2024-12-06 16:00
2024-12-06 17:00
2024-12-06 18:00
2024-12-06 19:00
2024-12-06 20:00
2024-12-06 21:00
2024-12-06 22:00
2024-12-06 23:00
2024-12-07
2024-12-07 01:00
2024-12-07 02:00
2024-12-07 03:00
2024-12-07 04:00
2024-12-07 05:00
2024-12-07 06:00
2024-12-07 07:00
2024-12-07 08:00
2024-12-07 09:00
2024-12-07 10:00
2024-12-07 11:00
2024-12-07 12:00
2024-12-07 13:00
2024-12-07 14:00
2024-12-07 15:00
2024-12-07 16:00
2024-12-07 17:00
2024-12-07 18:00
2024-12-07 19:00
2024-12-07 20:00
2024-12-07 21:00
2024-12-07 22:00
2024-12-07 23:00
2024-12-08
2024-12-08 01:00
2024-12-08 02:00
2024-12-08 03:00
2024-12-08 04:00
2024-12-08 05:00
2024-12-08 06:00
2024-12-08 07:00
2024-12-08 08:00
2024-12-08 09:00
2024-12-08 10:00
2024-12-08 11:00
2024-12-08 12:00
2024-12-08 13:00
2024-12-08 14:00
2024-12-08 15:00
2024-12-08 16:00
2024-12-08 17:00
2024-12-08 18:00
2024-12-08 19:00
2024-12-08 20:00
2024-12-08 21:00
2024-12-08 22:00
2024-12-08 23:00
2024-12-09
2024-12-09 01:00
2024-12-09 02:00
2024-12-09 03:00
2024-12-09 04:00
2024-12-09 05:00
2024-12-09 06:00
2024-12-09 07:00
2024-12-09 08:00
2024-12-09 09:00
2024-12-09 10:00
2024-12-09 11:00
2024-12-09 12:00
2024-12-09 13:00
2024-12-09 14:00
2024-12-09 15:00
2024-12-09 16:00
2024-12-09 17:00
2024-12-09 18:00
2024-12-09 19:00
2024-12-09 20:00
2024-12-09 21:00
2024-12-09 22:00
2024-12-09 23:00
2024-12-10
2024-12-10 01:00
2024-12-10 02:00
2024-12-10 03:00
2024-12-10 04:00
2024-12-10 05:00
2024-12-10 06:00
2024-12-10 07:00
2024-12-10 08:00
2024-12-10 09:00
2024-12-10 10:00
2024-12-10 11:00
2024-12-10 12:00
2024-12-10 13:00
2024-12-10 14:00
2024-12-10 15:00
2024-12-10 16:00
2024-12-10 17:00
2024-12-10 18:00
2024-12-10 19:00
2024-12-10 20:00
2024-12-10 21:00
2024-12-10 22:00
2024-12-10 23:00
2024-12-11
2024-12-11 01:00
2024-12-11 02:00
2024-12-11 03:00
2024-12-11 04:00
2024-12-11 05:00
2024-12-11 06:00
2024-12-11 07:00
2024-12-11 08:00
2024-12-11 09:00
2024-12-11 10:00
2024-12-11 11:00
2024-12-11 12:00
2024-12-11 13:00
2024-12-11 14:00
2024-12-11 15:00
2024-12-11 16:00
2024-12-11 17:00
2024-12-11 18:00
2024-12-11 19:00
2024-12-11 20:00
2024-12-11 21:00
2024-12-11 22:00
2024-12-11 23:00
2024-12-12
2024-12-12 01:00
2024-12-12 02:00
2024-12-12 03:00
2024-12-12 04:00
2024-12-12 05:00
2024-12-12 06:00
2024-12-12 07:00
2024-12-12 08:00
2024-12-12 09:00
2024-12-12 10:00
2024-12-12 11:00
2024-12-12 12:00
2024-12-12 13:00
2024-12-12 14:00
2024-12-12 15:00
2024-12-12 16:00
2024-12-12 17:00
2024-12-12 18:00
2024-12-12 19:00
2024-12-12 20:00
2024-12-12 21:00
2024-12-12 22:00
2024-12-12 23:00
2024-12-13
2024-12-13 01:00
2024-12-13 02:00
2024-12-13 03:00
2024-12-13 04:00
2024-12-13 05:00
2024-12-13 06:00
2024-12-13 07:00
2024-12-13 08:00
2024-12-13 09:00
2024-12-13 10:00
2024-12-13 11:00
2024-12-13 12:00
2024-12-13 13:00
2024-12-13 14:00
2024-12-13 15:00
2024-12-13 16:00
2024-12-13 17:00
2024-12-13 18:00
2024-12-13 19:00
2024-12-13 20:00
2024-12-13 21:00
2024-12-13 22:00
2024-12-13 23:00
2024-12-14
2024-12-14 01:00
2024-12-14 02:00
2024-12-14 03:00
2024-12-14 04:00
2024-12-14 05:00
2024-12-14 06:00
2024-12-14 07:00
2024-12-14 08:00
2024-12-14 09:00
2024-12-14 10:00
2024-12-14 11:00
2024-12-14 12:00
2024-12-14 13:00
2024-12-14 14:00
2024-12-14 15:00
2024-12-14 16:00
2024-12-14 17:00
2024-12-14 18:00
2024-12-14 19:00
2024-12-14 20:00
2024-12-14 21:00
2024-12-14 22:00
2024-12-14 23:00
2024-12-15
2024-12-15 01:00
2024-12-15 02:00
2024-12-15 03:00
2024-12-15 04:00
2024-12-15 05:00
2024-12-15 06:00
2024-12-15 07:00
2024-12-15 08:00
2024-12-15 09:00
2024-12-15 10:00
2024-12-15 11:00
2024-12-15 12:00
2024-12-15 13:00
2024-12-15 14:00
2024-12-15 15:00
2024-12-15 16:00
2024-12-15 17:00
2024-12-15 18:00
2024-12-15 19:00
2024-12-15 20:00
2024-12-15 21:00
2024-12-15 22:00
2024-12-15 23:00
2024-12-16
2024-12-16 01:00
2024-12-16 02:00
2024-12-16 03:00
2024-12-16 04:00
2024-12-16 05:00
2024-12-16 06:00
2024-12-16 07:00
2024-12-16 08:00
2024-12-16 09:00
2024-12-16 10:00
2024-12-16 11:00
2024-12-16 12:00
2024-12-16 13:00
2024-12-16 14:00
2024-12-16 15:00
2024-12-16 16:00
2024-12-16 17:00
2024-12-16 18:00
2024-12-16 19:00
2024-12-16 20:00
2024-12-16 21:00
2024-12-16 22:00
2024-12-16 23:00
2024-12-17
2024-12-17 01:00
2024-12-17 02:00
2024-12-17 03:00
2024-12-17 04:00
2024-12-17 05:00
2024-12-17 06:00
2024-12-17 07:00
2024-12-17 08:00
2024-12-17 09:00
2024-12-17 10:00
2024-12-17 11:00
2024-12-17 12:00
2024-12-17 13:00
2024-12-17 14:00
2024-12-17 15:00
2024-12-17 16:00
2024-12-17 17:00
2024-12-17 18:00
2024-12-17 19:00
2024-12-17 20:00
2024-12-17 21:00
2024-12-17 22:00
2024-12-17 23:00
2024-12-18
2024-12-18 01:00
2024-12-18 02:00
2024-12-18 03:00
2024-12-18 04:00
2024-12-18 05:00
2024-12-18 06:00
2024-12-18 07:00
2024-12-18 08:00
2024-12-18 09:00
2024-12-18 10:00
2024-12-18 11:00
2024-12-18 12:00
2024-12-18 13:00
2024-12-18 14:00
2024-12-18 15:00
2024-12-18 16:00
2024-12-18 17:00
2024-12-18 18:00
2024-12-18 19:00
2024-12-18 20:00
2024-12-18 21:00
2024-12-18 22:00
2024-12-18 23:00
2024-12-19
2024-12-19 01:00
2024-12-19 02:00
2024-12-19 03:00
2024-12-19 04:00
2024-12-19 05:00
2024-12-19 06:00
2024-12-19 07:00
2024-12-19 08:00
2024-12-19 09:00
2024-12-19 10:00
2024-12-19 11:00
2024-12-19 12:00
2024-12-19 13:00
2024-12-19 14:00
2024-12-19 15:00
2024-12-19 16:00
2024-12-19 17:00
2024-12-19 18:00
2024-12-19 19:00
2024-12-19 20:00
2024-12-19 21:00
2024-12-19 22:00
2024-12-19 23:00
2024-12-20
2024-12-20 01:00
2024-12-20 02:00
2024-12-20 03:00
2024-12-20 04:00
2024-12-20 05:00
2024-12-20 06:00
2024-12-20 07:00
2024-12-20 08:00
2024-12-20 09:00
2024-12-20 10:00
2024-12-20 11:00
2024-12-20 12:00
2024-12-20 13:00
2024-12-20 14:00
2024-12-20 15:00
2024-12-20 16:00
2024-12-20 17:00
2024-12-20 18:00
2024-12-20 19:00
2024-12-20 20:00
2024-12-20 21:00
2024-12-20 22:00
2024-12-20 23:00
2024-12-21
2024-12-21 01:00
2024-12-21 02:00
2024-12-21 03:00
2024-12-21 04:00
2024-12-21 05:00
2024-12-21 06:00
2024-12-21 07:00
2024-12-21 08:00
2024-12-21 09:00
2024-12-21 10:00
2024-12-21 11:00
2024-12-21 12:00
2024-12-21 13:00
2024-12-21 14:00
2024-12-21 15:00
2024-12-21 16:00
2024-12-21 17:00
2024-12-21 18:00
2024-12-21 19:00
2024-12-21 20:00
2024-12-21 21:00
2024-12-21 22:00
2024-12-21 23:00
2024-12-22
2024-12-22 01:00
2024-12-22 02:00
2024-12-22 03:00
2024-12-22 04:00
2024-12-22 05:00
2024-12-22 06:00
2024-12-22 07:00
2024-12-22 08:00
2024-12-22 09:00
2024-12-22 10:00
2024-12-22 11:00
2024-12-22 12:00
2024-12-22 13:00
2024-12-22 14:00
2024-12-22 15:00
2024-12-22 16:00
2024-12-22 17:00
2024-12-22 18:00
2024-12-22 19:00
2024-12-22 20:00
2024-12-22 21:00
2024-12-22 22:00
2024-12-22 23:00
2024-12-23
2024-12-23 01:00
2024-12-23 02:00
2024-12-23 03:00
2024-12-23 04:00
2024-12-23 05:00
2024-12-23 06:00
2024-12-23 07:00
2024-12-23 08:00
2024-12-23 09:00
2024-12-23 10:00
2024-12-23 11:00
2024-12-23 12:00
2024-12-23 13:00
2024-12-23 14:00
2024-12-23 15:00
2024-12-23 16:00
2024-12-23 17:00
2024-12-23 18:00
2024-12-23 19:00
2024-12-23 20:00
2024-12-23 21:00
2024-12-23 22:00
2024-12-23 23:00
2024-12-24
2024-12-24 01:00
2024-12-24 02:00
2024-12-24 03:00
2024-12-24 04:00
2024-12-24 05:00
2024-12-24 06:00
2024-12-24 07:00
2024-12-24 08:00
2024-12-24 09:00
2024-12-24 10:00
2024-12-24 11:00
2024-12-24 12:00
2024-12-24 13:00
2024-12-24 14:00
2024-12-24 15:00
2024-12-24 16:00
2024-12-24 17:00
2024-12-24 18:00
2024-12-24 19:00
2024-12-24 20:00
2024-12-24 21:00
2024-12-24 22:00
2024-12-24 23:00
2024-12-25
2024-12-25 01:00
2024-12-25 02:00
2024-12-25 03:00
2024-12-25 04:00
2024-12-25 05:00
2024-12-25 06:00
2024-12-25 07:00
2024-12-25 08:00
2024-12-25 09:00
2024-12-25 10:00
2024-12-25 11:00
2024-12-25 12:00
2024-12-25 13:00
2024-12-25 14:00
2024-12-25 15:00
2024-12-25 16:00
2024-12-25 17:00
2024-12-25 18:00
2024-12-25 19:00
2024-12-25 20:00
2024-12-25 21:00
2024-12-25 22:00
2024-12-25 23:00
2024-12-26
2024-12-26 01:00
2024-12-26 02:00
2024-12-26 03:00
2024-12-26 04:00
2024-12-26 05:00
2024-12-26 06:00
2024-12-26 07:00
2024-12-26 08:00
2024-12-26 09:00
2024-12-26 10:00
2024-12-26 11:00
2024-12-26 12:00
2024-12-26 13:00
2024-12-26 14:00
2024-12-26 15:00
2024-12-26 16:00
2024-12-26 17:00
2024-12-26 18:00
2024-12-26 19:00
2024-12-26 20:00
2024-12-26 21:00
2024-12-26 22:00
2024-12-26 23:00
2024-12-27
2024-12-27 01:00
2024-12-27 02:00
2024-12-27 03:00
2024-12-27 04:00
2024-12-27 05:00
2024-12-27 06:00
2024-12-27 07:00
2024-12-27 08:00
2024-12-27 09:00
2024-12-27 10:00
2024-12-27 11:00
2024-12-27 12:00
2024-12-27 13:00
2024-12-27 14:00
2024-12-27 15:00
2024-12-27 16:00
2024-12-27 17:00
2024-12-27 18:00
2024-12-27 19:00
2024-12-27 20:00
2024-12-27 21:00
2024-12-27 22:00
2024-12-27 23:00
2024-12-28
2024-12-28 01:00
2024-12-28 02:00
2024-12-28 03:00
2024-12-28 04:00
2024-12-28 05:00
2024-12-28 06:00
2024-12-28 07:00
2024-12-28 08:00
2024-12-28 09:00
2024-12-28 10:00
2024-12-28 11:00
2024-12-28 12:00
2024-12-28 13:00
2024-12-28 14:00
2024-12-28 15:00
2024-12-28 16:00
2024-12-28 17:00
2024-12-28 18:00
2024-12-28 19:00
2024-12-28 20:00
2024-12-28 21:00
2024-12-28 22:00
2024-12-28 23:00
2024-12-29
2024-12-29 01:00
2024-12-29 02:00
2024-12-29 03:00
2024-12-29 04:00
2024-12-29 05:00
2024-12-29 06:00
2024-12-29 07:00
2024-12-29 08:00
2024-12-29 09:00
2024-12-29 10:00
2024-12-29 11:00
2024-12-29 12:00
2024-12-29 13:00
2024-12-29 14:00
2024-12-29 15:00
2024-12-29 16:00
2024-12-29 17:00
2024-12-29 18:00
2024-12-29 19:00
2024-12-29 20:00
2024-12-29 21:00
2024-12-29 22:00
2024-12-29 23:00
2024-12-30
2024-12-30 01:00
2024-12-30 02:00
2024-12-30 03:00
2024-12-30 04:00
2024-12-30 05:00
2024-12-30 06:00
2024-12-30 07:00
2024-12-30 08:00
2024-12-30 09:00
2024-12-30 10:00
2024-12-30 11:00
2024-12-30 12:00
2024-12-30 13:00
2024-12-30 14:00
2024-12-30 15:00
2024-12-30 16:00
2024-12-30 17:00
2024-12-30 18:00
2024-12-30 19:00
2024-12-30 20:00
2024-12-30 21:00
2024-12-30 22:00
2024-12-30 23:00

## links-p_max_pu
time
2024-01-01
2024-01-01 01:00
2024-01-01 02:00
2024-01-01 03:00
2024-01-01 04:00
2024-01-01 05:00
2024-01-01 06:00
2024-01-01 07:00
2024-01-01 08:00
2024-01-01 09:00
2024-01-01 10:00
2024-01-01 11:00
2024-01-01 12:00
2024-01-01 13:00
2024-01-01 14:00
2024-01-01 15:00
2024-01-01 16:00
2024-01-01 17:00
2024-01-01 18:00
2024-01-01 19:00
2024-01-01 20:00
2024-01-01 21:00
2024-01-01 22:00
2024-01-01 23:00
2024-01-02
2024-01-02 01:00
2024-01-02 02:00
2024-01-02 03:00
2024-01-02 04:00
2024-01-02 05:00
2024-01-02 06:00
2024-01-02 07:00
2024-01-02 08:00
2024-01-02 09:00
2024-01-02 10:00
2024-01-02 11:00
2024-01-02 12:00
2024-01-02 13:00
2024-01-02 14:00
2024-01-02 15:00
2024-01-02 16:00
2024-01-02 17:00
2024-01-02 18:00
2024-01-02 19:00
2024-01-02 20:00
2024-01-02 21:00
2024-01-02 22:00
2024-01-02 23:00
2024-01-03
2024-01-03 01:00
2024-01-03 02:00
2024-01-03 03:00
2024-01-03 04:00
2024-01-03 05:00
2024-01-03 06:00
2024-01-03 07:00
2024-01-03 08:00
2024-01-03 09:00
2024-01-03 10:00
2024-01-03 11:00
2024-01-03 12:00
2024-01-03 13:00
2024-01-03 14:00
2024-01-03 15:00
2024-01-03 16:00
2024-01-03 17:00
2024-01-03 18:00
2024-01-03 19:00
2024-01-03 20:00
2024-01-03 21:00
2024-01-03 22:00
2024-01-03 23:00
2024-01-04
2024-01-04 01:00
2024-01-04 02:00
2024-01-04 03:00
2024-01-04 04:00
2024-01-04 05:00
2024-01-04 06:00
2024-01-04 07:00
2024-01-04 08:00
2024-01-04 09:00
2024-01-04 10:00
2024-01-04 11:00
2024-01-04 12:00
2024-01-04 13:00
2024-01-04 14:00
2024-01-04 15:00
2024-01-04 16:00
2024-01-04 17:00
2024-01-04 18:00
2024-01-04 19:00
2024-01-04 20:00
2024-01-04 21:00
2024-01-04 22:00
2024-01-04 23:00
2024-01-05
2024-01-05 01:00
2024-01-05 02:00
2024-01-05 03:00
2024-01-05 04:00
2024-01-05 05:00
2024-01-05 06:00
2024-01-05 07:00
2024-01-05 08:00
2024-01-05 09:00
2024-01-05 10:00
2024-01-05 11:00
2024-01-05 12:00
2024-01-05 13:00
2024-01-05 14:00
2024-01-05 15:00
2024-01-05 16:00
2024-01-05 17:00
2024-01-05 18:00
2024-01-05 19:00
2024-01-05 20:00
2024-01-05 21:00
2024-01-05 22:00
2024-01-05 23:00
2024-01-06
2024-01-06 01:00
2024-01-06 02:00
2024-01-06 03:00
2024-01-06 04:00
2024-01-06 05:00
2024-01-06 06:00
2024-01-06 07:00
2024-01-06 08:00
2024-01-06 09:00
2024-01-06 10:00
2024-01-06 11:00
2024-01-06 12:00
2024-01-06 13:00
2024-01-06 14:00
2024-01-06 15:00
2024-01-06 16:00
2024-01-06 17:00
2024-01-06 18:00
2024-01-06 19:00
2024-01-06 20:00
2024-01-06 21:00
2024-01-06 22:00
2024-01-06 23:00
2024-01-07
2024-01-07 01:00
2024-01-07 02:00
2024-01-07 03:00
2024-01-07 04:00
2024-01-07 05:00
2024-01-07 06:00
2024-01-07 07:00
2024-01-07 08:00
2024-01-07 09:00
2024-01-07 10:00
2024-01-07 11:00
2024-01-07 12:00
2024-01-07 13:00
2024-01-07 14:00
2024-01-07 15:00
2024-01-07 16:00
2024-01-07 17:00
2024-01-07 18:00
2024-01-07 19:00
2024-01-07 20:00
2024-01-07 21:00
2024-01-07 22:00
2024-01-07 23:00
2024-01-08
2024-01-08 01:00
2024-01-08 02:00
2024-01-08 03:00
2024-01-08 04:00
2024-01-08 05:00
2024-01-08 06:00
2024-01-08 07:00
2024-01-08 08:00
2024-01-08 09:00
2024-01-08 10:00
2024-01-08 11:00
2024-01-08 12:00
2024-01-08 13:00
2024-01-08 14:00
2024-01-08 15:00
2024-01-08 16:00
2024-01-08 17:00
2024-01-08 18:00
2024-01-08 19:00
2024-01-08 20:00
2024-01-08 21:00
2024-01-08 22:00
2024-01-08 23:00
2024-01-09
2024-01-09 01:00
2024-01-09 02:00
2024-01-09 03:00
2024-01-09 04:00
2024-01-09 05:00
2024-01-09 06:00
2024-01-09 07:00
2024-01-09 08:00
2024-01-09 09:00
2024-01-09 10:00
2024-01-09 11:00
2024-01-09 12:00
2024-01-09 13:00
2024-01-09 14:00
2024-01-09 15:00
2024-01-09 16:00
2024-01-09 17:00
2024-01-09 18:00
2024-01-09 19:00
2024-01-09 20:00
2024-01-09 21:00
2024-01-09 22:00
2024-01-09 23:00
2024-01-10
2024-01-10 01:00
2024-01-10 02:00
2024-01-10 03:00
2024-01-10 04:00
2024-01-10 05:00
2024-01-10 06:00
2024-01-10 07:00
2024-01-10 08:00
2024-01-10 09:00
2024-01-10 10:00
2024-01-10 11:00
2024-01-10 12:00
2024-01-10 13:00
2024-01-10 14:00
2024-01-10 15:00
2024-01-10 16:00
2024-01-10 17:00
2024-01-10 18:00
2024-01-10 19:00
2024-01-10 20:00
2024-01-10 21:00
2024-01-10 22:00
2024-01-10 23:00
2024-01-11
2024-01-11 01:00
2024-01-11 02:00
2024-01-11 03:00
2024-01-11 04:00
2024-01-11 05:00
2024-01-11 06:00
2024-01-11 07:00
2024-01-11 08:00
2024-01-11 09:00
2024-01-11 10:00
2024-01-11 11:00
2024-01-11 12:00
2024-01-11 13:00
2024-01-11 14:00
2024-01-11 15:00
2024-01-11 16:00
2024-01-11 17:00
2024-01-11 18:00
2024-01-11 19:00
2024-01-11 20:00
2024-01-11 21:00
2024-01-11 22:00
2024-01-11 23:00
2024-01-12
2024-01-12 01:00
2024-01-12 02:00
2024-01-12 03:00
2024-01-12 04:00
2024-01-12 05:00
2024-01-12 06:00
2024-01-12 07:00
2024-01-12 08:00
2024-01-12 09:00
2024-01-12 10:00
2024-01-12 11:00
2024-01-12 12:00
2024-01-12 13:00
2024-01-12 14:00
2024-01-12 15:00
2024-01-12 16:00
2024-01-12 17:00
2024-01-12 18:00
2024-01-12 19:00
2024-01-12 20:00
2024-01-12 21:00
2024-01-12 22:00
2024-01-12 23:00
2024-01-13
2024-01-13 01:00
2024-01-13 02:00
2024-01-13 03:00
2024-01-13 04:00
2024-01-13 05:00
2024-01-13 06:00
2024-01-13 07:00
2024-01-13 08:00
2024-01-13 09:00
2024-01-13 10:00
2024-01-13 11:00
2024-01-13 12:00
2024-01-13 13:00
2024-01-13 14:00
2024-01-13 15:00
2024-01-13 16:00
2024-01-13 17:00
2024-01-13 18:00
2024-01-13 19:00
2024-01-13 20:00
2024-01-13 21:00
2024-01-13 22:00
2024-01-13 23:00
2024-01-14
2024-01-14 01:00
2024-01-14 02:00
2024-01-14 03:00
2024-01-14 04:00
2024-01-14 05:00
2024-01-14 06:00
2024-01-14 07:00
2024-01-14 08:00
2024-01-14 09:00
2024-01-14 10:00
2024-01-14 11:00
2024-01-14 12:00
2024-01-14 13:00
2024-01-14 14:00
2024-01-14 15:00
2024-01-14 16:00
2024-01-14 17:00
2024-01-14 18:00
2024-01-14 19:00
2024-01-14 20:00
2024-01-14 21:00
2024-01-14 22:00
2024-01-14 23:00
2024-01-15
2024-01-15 01:00
2024-01-15 02:00
2024-01-15 03:00
2024-01-15 04:00
2024-01-15 05:00
2024-01-15 06:00
2024-01-15 07:00
2024-01-15 08:00
2024-01-15 09:00
2024-01-15 10:00
2024-01-15 11:00
2024-01-15 12:00
2024-01-15 13:00
2024-01-15 14:00
2024-01-15 15:00
2024-01-15 16:00
2024-01-15 17:00
2024-01-15 18:00
2024-01-15 19:00
2024-01-15 20:00
2024-01-15 21:00
2024-01-15 22:00
2024-01-15 23:00
2024-01-16
2024-01-16 01:00
2024-01-16 02:00
2024-01-16 03:00
2024-01-16 04:00
2024-01-16 05:00
2024-01-16 06:00
2024-01-16 07:00
2024-01-16 08:00
2024-01-16 09:00
2024-01-16 10:00
2024-01-16 11:00
2024-01-16 12:00
2024-01-16 13:00
2024-01-16 14:00
2024-01-16 15:00
2024-01-16 16:00
2024-01-16 17:00
2024-01-16 18:00
2024-01-16 19:00
2024-01-16 20:00
2024-01-16 21:00
2024-01-16 22:00
2024-01-16 23:00
2024-01-17
2024-01-17 01:00
2024-01-17 02:00
2024-01-17 03:00
2024-01-17 04:00
2024-01-17 05:00
2024-01-17 06:00
2024-01-17 07:00
2024-01-17 08:00
2024-01-17 09:00
2024-01-17 10:00
2024-01-17 11:00
2024-01-17 12:00
2024-01-17 13:00
2024-01-17 14:00
2024-01-17 15:00
2024-01-17 16:00
2024-01-17 17:00
2024-01-17 18:00
2024-01-17 19:00
2024-01-17 20:00
2024-01-17 21:00
2024-01-17 22:00
2024-01-17 23:00
2024-01-18
2024-01-18 01:00
2024-01-18 02:00
2024-01-18 03:00
2024-01-18 04:00
2024-01-18 05:00
2024-01-18 06:00
2024-01-18 07:00
2024-01-18 08:00
2024-01-18 09:00
2024-01-18 10:00
2024-01-18 11:00
2024-01-18 12:00
2024-01-18 13:00
2024-01-18 14:00
2024-01-18 15:00
2024-01-18 16:00
2024-01-18 17:00
2024-01-18 18:00
2024-01-18 19:00
2024-01-18 20:00
2024-01-18 21:00
2024-01-18 22:00
2024-01-18 23:00
2024-01-19
2024-01-19 01:00
2024-01-19 02:00
2024-01-19 03:00
2024-01-19 04:00
2024-01-19 05:00
2024-01-19 06:00
2024-01-19 07:00
2024-01-19 08:00
2024-01-19 09:00
2024-01-19 10:00
2024-01-19 11:00
2024-01-19 12:00
2024-01-19 13:00
2024-01-19 14:00
2024-01-19 15:00
2024-01-19 16:00
2024-01-19 17:00
2024-01-19 18:00
2024-01-19 19:00
2024-01-19 20:00
2024-01-19 21:00
2024-01-19 22:00
2024-01-19 23:00
2024-01-20
2024-01-20 01:00
2024-01-20 02:00
2024-01-20 03:00
2024-01-20 04:00
2024-01-20 05:00
2024-01-20 06:00
2024-01-20 07:00
2024-01-20 08:00
2024-01-20 09:00
2024-01-20 10:00
2024-01-20 11:00
2024-01-20 12:00
2024-01-20 13:00
2024-01-20 14:00
2024-01-20 15:00
2024-01-20 16:00
2024-01-20 17:00
2024-01-20 18:00
2024-01-20 19:00
2024-01-20 20:00
2024-01-20 21:00
2024-01-20 22:00
2024-01-20 23:00
2024-01-21
2024-01-21 01:00
2024-01-21 02:00
2024-01-21 03:00
2024-01-21 04:00
2024-01-21 05:00
2024-01-21 06:00
2024-01-21 07:00
2024-01-21 08:00
2024-01-21 09:00
2024-01-21 10:00
2024-01-21 11:00
2024-01-21 12:00
2024-01-21 13:00
2024-01-21 14:00
2024-01-21 15:00
2024-01-21 16:00
2024-01-21 17:00
2024-01-21 18:00
2024-01-21 19:00
2024-01-21 20:00
2024-01-21 21:00
2024-01-21 22:00
2024-01-21 23:00
2024-01-22
2024-01-22 01:00
2024-01-22 02:00
2024-01-22 03:00
2024-01-22 04:00
2024-01-22 05:00
2024-01-22 06:00
2024-01-22 07:00
2024-01-22 08:00
2024-01-22 09:00
2024-01-22 10:00
2024-01-22 11:00
2024-01-22 12:00
2024-01-22 13:00
2024-01-22 14:00
2024-01-22 15:00
2024-01-22 16:00
2024-01-22 17:00
2024-01-22 18:00
2024-01-22 19:00
2024-01-22 20:00
2024-01-22 21:00
2024-01-22 22:00
2024-01-22 23:00
2024-01-23
2024-01-23 01:00
2024-01-23 02:00
2024-01-23 03:00
2024-01-23 04:00
2024-01-23 05:00
2024-01-23 06:00
2024-01-23 07:00
2024-01-23 08:00
2024-01-23 09:00
2024-01-23 10:00
2024-01-23 11:00
2024-01-23 12:00
2024-01-23 13:00
2024-01-23 14:00
2024-01-23 15:00
2024-01-23 16:00
2024-01-23 17:00
2024-01-23 18:00
2024-01-23 19:00
2024-01-23 20:00
2024-01-23 21:00
2024-01-23 22:00
2024-01-23 23:00
2024-01-24
2024-01-24 01:00
2024-01-24 02:00
2024-01-24 03:00
2024-01-24 04:00
2024-01-24 05:00
2024-01-24 06:00
2024-01-24 07:00
2024-01-24 08:00
2024-01-24 09:00
2024-01-24 10:00
2024-01-24 11:00
2024-01-24 12:00
2024-01-24 13:00
2024-01-24 14:00
2024-01-24 15:00
2024-01-24 16:00
2024-01-24 17:00
2024-01-24 18:00
2024-01-24 19:00
2024-01-24 20:00
2024-01-24 21:00
2024-01-24 22:00
2024-01-24 23:00
2024-01-25
2024-01-25 01:00
2024-01-25 02:00
2024-01-25 03:00
2024-01-25 04:00
2024-01-25 05:00
2024-01-25 06:00
2024-01-25 07:00
2024-01-25 08:00
2024-01-25 09:00
2024-01-25 10:00
2024-01-25 11:00
2024-01-25 12:00
2024-01-25 13:00
2024-01-25 14:00
2024-01-25 15:00
2024-01-25 16:00
2024-01-25 17:00
2024-01-25 18:00
2024-01-25 19:00
2024-01-25 20:00
2024-01-25 21:00
2024-01-25 22:00
2024-01-25 23:00
2024-01-26
2024-01-26 01:00
2024-01-26 02:00
2024-01-26 03:00
2024-01-26 04:00
2024-01-26 05:00
2024-01-26 06:00
2024-01-26 07:00
2024-01-26 08:00
2024-01-26 09:00
2024-01-26 10:00
2024-01-26 11:00
2024-01-26 12:00
2024-01-26 13:00
2024-01-26 14:00
2024-01-26 15:00
2024-01-26 16:00
2024-01-26 17:00
2024-01-26 18:00
2024-01-26 19:00
2024-01-26 20:00
2024-01-26 21:00
2024-01-26 22:00
2024-01-26 23:00
2024-01-27
2024-01-27 01:00
2024-01-27 02:00
2024-01-27 03:00
2024-01-27 04:00
2024-01-27 05:00
2024-01-27 06:00
2024-01-27 07:00
2024-01-27 08:00
2024-01-27 09:00
2024-01-27 10:00
2024-01-27 11:00
2024-01-27 12:00
2024-01-27 13:00
2024-01-27 14:00
2024-01-27 15:00
2024-01-27 16:00
2024-01-27 17:00
2024-01-27 18:00
2024-01-27 19:00
2024-01-27 20:00
2024-01-27 21:00
2024-01-27 22:00
2024-01-27 23:00
2024-01-28
2024-01-28 01:00
2024-01-28 02:00
2024-01-28 03:00
2024-01-28 04:00
2024-01-28 05:00
2024-01-28 06:00
2024-01-28 07:00
2024-01-28 08:00
2024-01-28 09:00
2024-01-28 10:00
2024-01-28 11:00
2024-01-28 12:00
2024-01-28 13:00
2024-01-28 14:00
2024-01-28 15:00
2024-01-28 16:00
2024-01-28 17:00
2024-01-28 18:00
2024-01-28 19:00
2024-01-28 20:00
2024-01-28 21:00
2024-01-28 22:00
2024-01-28 23:00
2024-01-29
2024-01-29 01:00
2024-01-29 02:00
2024-01-29 03:00
2024-01-29 04:00
2024-01-29 05:00
2024-01-29 06:00
2024-01-29 07:00
2024-01-29 08:00
2024-01-29 09:00
2024-01-29 10:00
2024-01-29 11:00
2024-01-29 12:00
2024-01-29 13:00
2024-01-29 14:00
2024-01-29 15:00
2024-01-29 16:00
2024-01-29 17:00
2024-01-29 18:00
2024-01-29 19:00
2024-01-29 20:00
2024-01-29 21:00
2024-01-29 22:00
2024-01-29 23:00
2024-01-30
2024-01-30 01:00
2024-01-30 02:00
2024-01-30 03:00
2024-01-30 04:00
2024-01-30 05:00
2024-01-30 06:00
2024-01-30 07:00
2024-01-30 08:00
2024-01-30 09:00
2024-01-30 10:00
2024-01-30 11:00
2024-01-30 12:00
2024-01-30 13:00
2024-01-30 14:00
2024-01-30 15:00
2024-01-30 16:00
2024-01-30 17:00
2024-01-30 18:00
2024-01-30 19:00
2024-01-30 20:00
2024-01-30 21:00
2024-01-30 22:00
2024-01-30 23:00
2024-01-31
2024-01-31 01:00
2024-01-31 02:00
2024-01-31 03:00
2024-01-31 04:00
2024-01-31 05:00
2024-01-31 06:00
2024-01-31 07:00
2024-01-31 08:00
2024-01-31 09:00
2024-01-31 10:00
2024-01-31 11:00
2024-01-31 12:00
2024-01-31 13:00
2024-01-31 14:00
2024-01-31 15:00
2024-01-31 16:00
2024-01-31 17:00
2024-01-31 18:00
2024-01-31 19:00
2024-01-31 20:00
2024-01-31 21:00
2024-01-31 22:00
2024-01-31 23:00
2024-02-01
2024-02-01 01:00
2024-02-01 02:00
2024-02-01 03:00
2024-02-01 04:00
2024-02-01 05:00
2024-02-01 06:00
2024-02-01 07:00
2024-02-01 08:00
2024-02-01 09:00
2024-02-01 10:00
2024-02-01 11:00
2024-02-01 12:00
2024-02-01 13:00
2024-02-01 14:00
2024-02-01 15:00
2024-02-01 16:00
2024-02-01 17:00
2024-02-01 18:00
2024-02-01 19:00
2024-02-01 20:00
2024-02-01 21:00
2024-02-01 22:00
2024-02-01 23:00
2024-02-02
2024-02-02 01:00
2024-02-02 02:00
2024-02-02 03:00
2024-02-02 04:00
2024-02-02 05:00
2024-02-02 06:00
2024-02-02 07:00
2024-02-02 08:00
2024-02-02 09:00
2024-02-02 10:00
2024-02-02 11:00
2024-02-02 12:00
2024-02-02 13:00
2024-02-02 14:00
2024-02-02 15:00
2024-02-02 16:00
2024-02-02 17:00
2024-02-02 18:00
2024-02-02 19:00
2024-02-02 20:00
2024-02-02 21:00
2024-02-02 22:00
2024-02-02 23:00
2024-02-03
2024-02-03 01:00
2024-02-03 02:00
2024-02-03 03:00
2024-02-03 04:00
2024-02-03 05:00
2024-02-03 06:00
2024-02-03 07:00
2024-02-03 08:00
2024-02-03 09:00
2024-02-03 10:00
2024-02-03 11:00
2024-02-03 12:00
2024-02-03 13:00
2024-02-03 14:00
2024-02-03 15:00
2024-02-03 16:00
2024-02-03 17:00
2024-02-03 18:00
2024-02-03 19:00
2024-02-03 20:00
2024-02-03 21:00
2024-02-03 22:00
2024-02-03 23:00
2024-02-04
2024-02-04 01:00
2024-02-04 02:00
2024-02-04 03:00
2024-02-04 04:00
2024-02-04 05:00
2024-02-04 06:00
2024-02-04 07:00
2024-02-04 08:00
2024-02-04 09:00
2024-02-04 10:00
2024-02-04 11:00
2024-02-04 12:00
2024-02-04 13:00
2024-02-04 14:00
2024-02-04 15:00
2024-02-04 16:00
2024-02-04 17:00
2024-02-04 18:00
2024-02-04 19:00
2024-02-04 20:00
2024-02-04 21:00
2024-02-04 22:00
2024-02-04 23:00
2024-02-05
2024-02-05 01:00
2024-02-05 02:00
2024-02-05 03:00
2024-02-05 04:00
2024-02-05 05:00
2024-02-05 06:00
2024-02-05 07:00
2024-02-05 08:00
2024-02-05 09:00
2024-02-05 10:00
2024-02-05 11:00
2024-02-05 12:00
2024-02-05 13:00
2024-02-05 14:00
2024-02-05 15:00
2024-02-05 16:00
2024-02-05 17:00
2024-02-05 18:00
2024-02-05 19:00
2024-02-05 20:00
2024-02-05 21:00
2024-02-05 22:00
2024-02-05 23:00
2024-02-06
2024-02-06 01:00
2024-02-06 02:00
2024-02-06 03:00
2024-02-06 04:00
2024-02-06 05:00
2024-02-06 06:00
2024-02-06 07:00
2024-02-06 08:00
2024-02-06 09:00
2024-02-06 10:00
2024-02-06 11:00
2024-02-06 12:00
2024-02-06 13:00
2024-02-06 14:00
2024-02-06 15:00
2024-02-06 16:00
2024-02-06 17:00
2024-02-06 18:00
2024-02-06 19:00
2024-02-06 20:00
2024-02-06 21:00
2024-02-06 22:00
2024-02-06 23:00
2024-02-07
2024-02-07 01:00
2024-02-07 02:00
2024-02-07 03:00
2024-02-07 04:00
2024-02-07 05:00
2024-02-07 06:00
2024-02-07 07:00
2024-02-07 08:00
2024-02-07 09:00
2024-02-07 10:00
2024-02-07 11:00
2024-02-07 12:00
2024-02-07 13:00
2024-02-07 14:00
2024-02-07 15:00
2024-02-07 16:00
2024-02-07 17:00
2024-02-07 18:00
2024-02-07 19:00
2024-02-07 20:00
2024-02-07 21:00
2024-02-07 22:00
2024-02-07 23:00
2024-02-08
2024-02-08 01:00
2024-02-08 02:00
2024-02-08 03:00
2024-02-08 04:00
2024-02-08 05:00
2024-02-08 06:00
2024-02-08 07:00
2024-02-08 08:00
2024-02-08 09:00
2024-02-08 10:00
2024-02-08 11:00
2024-02-08 12:00
2024-02-08 13:00
2024-02-08 14:00
2024-02-08 15:00
2024-02-08 16:00
2024-02-08 17:00
2024-02-08 18:00
2024-02-08 19:00
2024-02-08 20:00
2024-02-08 21:00
2024-02-08 22:00
2024-02-08 23:00
2024-02-09
2024-02-09 01:00
2024-02-09 02:00
2024-02-09 03:00
2024-02-09 04:00
2024-02-09 05:00
2024-02-09 06:00
2024-02-09 07:00
2024-02-09 08:00
2024-02-09 09:00
2024-02-09 10:00
2024-02-09 11:00
2024-02-09 12:00
2024-02-09 13:00
2024-02-09 14:00
2024-02-09 15:00
2024-02-09 16:00
2024-02-09 17:00
2024-02-09 18:00
2024-02-09 19:00
2024-02-09 20:00
2024-02-09 21:00
2024-02-09 22:00
2024-02-09 23:00
2024-02-10
2024-02-10 01:00
2024-02-10 02:00
2024-02-10 03:00
2024-02-10 04:00
2024-02-10 05:00
2024-02-10 06:00
2024-02-10 07:00
2024-02-10 08:00
2024-02-10 09:00
2024-02-10 10:00
2024-02-10 11:00
2024-02-10 12:00
2024-02-10 13:00
2024-02-10 14:00
2024-02-10 15:00
2024-02-10 16:00
2024-02-10 17:00
2024-02-10 18:00
2024-02-10 19:00
2024-02-10 20:00
2024-02-10 21:00
2024-02-10 22:00
2024-02-10 23:00
2024-02-11
2024-02-11 01:00
2024-02-11 02:00
2024-02-11 03:00
2024-02-11 04:00
2024-02-11 05:00
2024-02-11 06:00
2024-02-11 07:00
2024-02-11 08:00
2024-02-11 09:00
2024-02-11 10:00
2024-02-11 11:00
2024-02-11 12:00
2024-02-11 13:00
2024-02-11 14:00
2024-02-11 15:00
2024-02-11 16:00
2024-02-11 17:00
2024-02-11 18:00
2024-02-11 19:00
2024-02-11 20:00
2024-02-11 21:00
2024-02-11 22:00
2024-02-11 23:00
2024-02-12
2024-02-12 01:00
2024-02-12 02:00
2024-02-12 03:00
2024-02-12 04:00
2024-02-12 05:00
2024-02-12 06:00
2024-02-12 07:00
2024-02-12 08:00
2024-02-12 09:00
2024-02-12 10:00
2024-02-12 11:00
2024-02-12 12:00
2024-02-12 13:00
2024-02-12 14:00
2024-02-12 15:00
2024-02-12 16:00
2024-02-12 17:00
2024-02-12 18:00
2024-02-12 19:00
2024-02-12 20:00
2024-02-12 21:00
2024-02-12 22:00
2024-02-12 23:00
2024-02-13
2024-02-13 01:00
2024-02-13 02:00
2024-02-13 03:00
2024-02-13 04:00
2024-02-13 05:00
2024-02-13 06:00
2024-02-13 07:00
2024-02-13 08:00
2024-02-13 09:00
2024-02-13 10:00
2024-02-13 11:00
2024-02-13 12:00
2024-02-13 13:00
2024-02-13 14:00
2024-02-13 15:00
2024-02-13 16:00
2024-02-13 17:00
2024-02-13 18:00
2024-02-13 19:00
2024-02-13 20:00
2024-02-13 21:00
2024-02-13 22:00
2024-02-13 23:00
2024-02-14
2024-02-14 01:00
2024-02-14 02:00
2024-02-14 03:00
2024-02-14 04:00
2024-02-14 05:00
2024-02-14 06:00
2024-02-14 07:00
2024-02-14 08:00
2024-02-14 09:00
2024-02-14 10:00
2024-02-14 11:00
2024-02-14 12:00
2024-02-14 13:00
2024-02-14 14:00
2024-02-14 15:00
2024-02-14 16:00
2024-02-14 17:00
2024-02-14 18:00
2024-02-14 19:00
2024-02-14 20:00
2024-02-14 21:00
2024-02-14 22:00
2024-02-14 23:00
2024-02-15
2024-02-15 01:00
2024-02-15 02:00
2024-02-15 03:00
2024-02-15 04:00
2024-02-15 05:00
2024-02-15 06:00
2024-02-15 07:00
2024-02-15 08:00
2024-02-15 09:00
2024-02-15 10:00
2024-02-15 11:00
2024-02-15 12:00
2024-02-15 13:00
2024-02-15 14:00
2024-02-15 15:00
2024-02-15 16:00
2024-02-15 17:00
2024-02-15 18:00
2024-02-15 19:00
2024-02-15 20:00
2024-02-15 21:00
2024-02-15 22:00
2024-02-15 23:00
2024-02-16
2024-02-16 01:00
2024-02-16 02:00
2024-02-16 03:00
2024-02-16 04:00
2024-02-16 05:00
2024-02-16 06:00
2024-02-16 07:00
2024-02-16 08:00
2024-02-16 09:00
2024-02-16 10:00
2024-02-16 11:00
2024-02-16 12:00
2024-02-16 13:00
2024-02-16 14:00
2024-02-16 15:00
2024-02-16 16:00
2024-02-16 17:00
2024-02-16 18:00
2024-02-16 19:00
2024-02-16 20:00
2024-02-16 21:00
2024-02-16 22:00
2024-02-16 23:00
2024-02-17
2024-02-17 01:00
2024-02-17 02:00
2024-02-17 03:00
2024-02-17 04:00
2024-02-17 05:00
2024-02-17 06:00
2024-02-17 07:00
2024-02-17 08:00
2024-02-17 09:00
2024-02-17 10:00
2024-02-17 11:00
2024-02-17 12:00
2024-02-17 13:00
2024-02-17 14:00
2024-02-17 15:00
2024-02-17 16:00
2024-02-17 17:00
2024-02-17 18:00
2024-02-17 19:00
2024-02-17 20:00
2024-02-17 21:00
2024-02-17 22:00
2024-02-17 23:00
2024-02-18
2024-02-18 01:00
2024-02-18 02:00
2024-02-18 03:00
2024-02-18 04:00
2024-02-18 05:00
2024-02-18 06:00
2024-02-18 07:00
2024-02-18 08:00
2024-02-18 09:00
2024-02-18 10:00
2024-02-18 11:00
2024-02-18 12:00
2024-02-18 13:00
2024-02-18 14:00
2024-02-18 15:00
2024-02-18 16:00
2024-02-18 17:00
2024-02-18 18:00
2024-02-18 19:00
2024-02-18 20:00
2024-02-18 21:00
2024-02-18 22:00
2024-02-18 23:00
2024-02-19
2024-02-19 01:00
2024-02-19 02:00
2024-02-19 03:00
2024-02-19 04:00
2024-02-19 05:00
2024-02-19 06:00
2024-02-19 07:00
2024-02-19 08:00
2024-02-19 09:00
2024-02-19 10:00
2024-02-19 11:00
2024-02-19 12:00
2024-02-19 13:00
2024-02-19 14:00
2024-02-19 15:00
2024-02-19 16:00
2024-02-19 17:00
2024-02-19 18:00
2024-02-19 19:00
2024-02-19 20:00
2024-02-19 21:00
2024-02-19 22:00
2024-02-19 23:00
2024-02-20
2024-02-20 01:00
2024-02-20 02:00
2024-02-20 03:00
2024-02-20 04:00
2024-02-20 05:00
2024-02-20 06:00
2024-02-20 07:00
2024-02-20 08:00
2024-02-20 09:00
2024-02-20 10:00
2024-02-20 11:00
2024-02-20 12:00
2024-02-20 13:00
2024-02-20 14:00
2024-02-20 15:00
2024-02-20 16:00
2024-02-20 17:00
2024-02-20 18:00
2024-02-20 19:00
2024-02-20 20:00
2024-02-20 21:00
2024-02-20 22:00
2024-02-20 23:00
2024-02-21
2024-02-21 01:00
2024-02-21 02:00
2024-02-21 03:00
2024-02-21 04:00
2024-02-21 05:00
2024-02-21 06:00
2024-02-21 07:00
2024-02-21 08:00
2024-02-21 09:00
2024-02-21 10:00
2024-02-21 11:00
2024-02-21 12:00
2024-02-21 13:00
2024-02-21 14:00
2024-02-21 15:00
2024-02-21 16:00
2024-02-21 17:00
2024-02-21 18:00
2024-02-21 19:00
2024-02-21 20:00
2024-02-21 21:00
2024-02-21 22:00
2024-02-21 23:00
2024-02-22
2024-02-22 01:00
2024-02-22 02:00
2024-02-22 03:00
2024-02-22 04:00
2024-02-22 05:00
2024-02-22 06:00
2024-02-22 07:00
2024-02-22 08:00
2024-02-22 09:00
2024-02-22 10:00
2024-02-22 11:00
2024-02-22 12:00
2024-02-22 13:00
2024-02-22 14:00
2024-02-22 15:00
2024-02-22 16:00
2024-02-22 17:00
2024-02-22 18:00
2024-02-22 19:00
2024-02-22 20:00
2024-02-22 21:00
2024-02-22 22:00
2024-02-22 23:00
2024-02-23
2024-02-23 01:00
2024-02-23 02:00
2024-02-23 03:00
2024-02-23 04:00
2024-02-23 05:00
2024-02-23 06:00
2024-02-23 07:00
2024-02-23 08:00
2024-02-23 09:00
2024-02-23 10:00
2024-02-23 11:00
2024-02-23 12:00
2024-02-23 13:00
2024-02-23 14:00
2024-02-23 15:00
2024-02-23 16:00
2024-02-23 17:00
2024-02-23 18:00
2024-02-23 19:00
2024-02-23 20:00
2024-02-23 21:00
2024-02-23 22:00
2024-02-23 23:00
2024-02-24
2024-02-24 01:00
2024-02-24 02:00
2024-02-24 03:00
2024-02-24 04:00
2024-02-24 05:00
2024-02-24 06:00
2024-02-24 07:00
2024-02-24 08:00
2024-02-24 09:00
2024-02-24 10:00
2024-02-24 11:00
2024-02-24 12:00
2024-02-24 13:00
2024-02-24 14:00
2024-02-24 15:00
2024-02-24 16:00
2024-02-24 17:00
2024-02-24 18:00
2024-02-24 19:00
2024-02-24 20:00
2024-02-24 21:00
2024-02-24 22:00
2024-02-24 23:00
2024-02-25
2024-02-25 01:00
2024-02-25 02:00
2024-02-25 03:00
2024-02-25 04:00
2024-02-25 05:00
2024-02-25 06:00
2024-02-25 07:00
2024-02-25 08:00
2024-02-25 09:00
2024-02-25 10:00
2024-02-25 11:00
2024-02-25 12:00
2024-02-25 13:00
2024-02-25 14:00
2024-02-25 15:00
2024-02-25 16:00
2024-02-25 17:00
2024-02-25 18:00
2024-02-25 19:00
2024-02-25 20:00
2024-02-25 21:00
2024-02-25 22:00
2024-02-25 23:00
2024-02-26
2024-02-26 01:00
2024-02-26 02:00
2024-02-26 03:00
2024-02-26 04:00
2024-02-26 05:00
2024-02-26 06:00
2024-02-26 07:00
2024-02-26 08:00
2024-02-26 09:00
2024-02-26 10:00
2024-02-26 11:00
2024-02-26 12:00
2024-02-26 13:00
2024-02-26 14:00
2024-02-26 15:00
2024-02-26 16:00
2024-02-26 17:00
2024-02-26 18:00
2024-02-26 19:00
2024-02-26 20:00
2024-02-26 21:00
2024-02-26 22:00
2024-02-26 23:00
2024-02-27
2024-02-27 01:00
2024-02-27 02:00
2024-02-27 03:00
2024-02-27 04:00
2024-02-27 05:00
2024-02-27 06:00
2024-02-27 07:00
2024-02-27 08:00
2024-02-27 09:00
2024-02-27 10:00
2024-02-27 11:00
2024-02-27 12:00
2024-02-27 13:00
2024-02-27 14:00
2024-02-27 15:00
2024-02-27 16:00
2024-02-27 17:00
2024-02-27 18:00
2024-02-27 19:00
2024-02-27 20:00
2024-02-27 21:00
2024-02-27 22:00
2024-02-27 23:00
2024-02-28
2024-02-28 01:00
2024-02-28 02:00
2024-02-28 03:00
2024-02-28 04:00
2024-02-28 05:00
2024-02-28 06:00
2024-02-28 07:00
2024-02-28 08:00
2024-02-28 09:00
2024-02-28 10:00
2024-02-28 11:00
2024-02-28 12:00
2024-02-28 13:00
2024-02-28 14:00
2024-02-28 15:00
2024-02-28 16:00
2024-02-28 17:00
2024-02-28 18:00
2024-02-28 19:00
2024-02-28 20:00
2024-02-28 21:00
2024-02-28 22:00
2024-02-28 23:00
2024-02-29
2024-02-29 01:00
2024-02-29 02:00
2024-02-29 03:00
2024-02-29 04:00
2024-02-29 05:00
2024-02-29 06:00
2024-02-29 07:00
2024-02-29 08:00
2024-02-29 09:00
2024-02-29 10:00
2024-02-29 11:00
2024-02-29 12:00
2024-02-29 13:00
2024-02-29 14:00
2024-02-29 15:00
2024-02-29 16:00
2024-02-29 17:00
2024-02-29 18:00
2024-02-29 19:00
2024-02-29 20:00
2024-02-29 21:00
2024-02-29 22:00
2024-02-29 23:00
2024-03-01
2024-03-01 01:00
2024-03-01 02:00
2024-03-01 03:00
2024-03-01 04:00
2024-03-01 05:00
2024-03-01 06:00
2024-03-01 07:00
2024-03-01 08:00
2024-03-01 09:00
2024-03-01 10:00
2024-03-01 11:00
2024-03-01 12:00
2024-03-01 13:00
2024-03-01 14:00
2024-03-01 15:00
2024-03-01 16:00
2024-03-01 17:00
2024-03-01 18:00
2024-03-01 19:00
2024-03-01 20:00
2024-03-01 21:00
2024-03-01 22:00
2024-03-01 23:00
2024-03-02
2024-03-02 01:00
2024-03-02 02:00
2024-03-02 03:00
2024-03-02 04:00
2024-03-02 05:00
2024-03-02 06:00
2024-03-02 07:00
2024-03-02 08:00
2024-03-02 09:00
2024-03-02 10:00
2024-03-02 11:00
2024-03-02 12:00
2024-03-02 13:00
2024-03-02 14:00
2024-03-02 15:00
2024-03-02 16:00
2024-03-02 17:00
2024-03-02 18:00
2024-03-02 19:00
2024-03-02 20:00
2024-03-02 21:00
2024-03-02 22:00
2024-03-02 23:00
2024-03-03
2024-03-03 01:00
2024-03-03 02:00
2024-03-03 03:00
2024-03-03 04:00
2024-03-03 05:00
2024-03-03 06:00
2024-03-03 07:00
2024-03-03 08:00
2024-03-03 09:00
2024-03-03 10:00
2024-03-03 11:00
2024-03-03 12:00
2024-03-03 13:00
2024-03-03 14:00
2024-03-03 15:00
2024-03-03 16:00
2024-03-03 17:00
2024-03-03 18:00
2024-03-03 19:00
2024-03-03 20:00
2024-03-03 21:00
2024-03-03 22:00
2024-03-03 23:00
2024-03-04
2024-03-04 01:00
2024-03-04 02:00
2024-03-04 03:00
2024-03-04 04:00
2024-03-04 05:00
2024-03-04 06:00
2024-03-04 07:00
2024-03-04 08:00
2024-03-04 09:00
2024-03-04 10:00
2024-03-04 11:00
2024-03-04 12:00
2024-03-04 13:00
2024-03-04 14:00
2024-03-04 15:00
2024-03-04 16:00
2024-03-04 17:00
2024-03-04 18:00
2024-03-04 19:00
2024-03-04 20:00
2024-03-04 21:00
2024-03-04 22:00
2024-03-04 23:00
2024-03-05
2024-03-05 01:00
2024-03-05 02:00
2024-03-05 03:00
2024-03-05 04:00
2024-03-05 05:00
2024-03-05 06:00
2024-03-05 07:00
2024-03-05 08:00
2024-03-05 09:00
2024-03-05 10:00
2024-03-05 11:00
2024-03-05 12:00
2024-03-05 13:00
2024-03-05 14:00
2024-03-05 15:00
2024-03-05 16:00
2024-03-05 17:00
2024-03-05 18:00
2024-03-05 19:00
2024-03-05 20:00
2024-03-05 21:00
2024-03-05 22:00
2024-03-05 23:00
2024-03-06
2024-03-06 01:00
2024-03-06 02:00
2024-03-06 03:00
2024-03-06 04:00
2024-03-06 05:00
2024-03-06 06:00
2024-03-06 07:00
2024-03-06 08:00
2024-03-06 09:00
2024-03-06 10:00
2024-03-06 11:00
2024-03-06 12:00
2024-03-06 13:00
2024-03-06 14:00
2024-03-06 15:00
2024-03-06 16:00
2024-03-06 17:00
2024-03-06 18:00
2024-03-06 19:00
2024-03-06 20:00
2024-03-06 21:00
2024-03-06 22:00
2024-03-06 23:00
2024-03-07
2024-03-07 01:00
2024-03-07 02:00
2024-03-07 03:00
2024-03-07 04:00
2024-03-07 05:00
2024-03-07 06:00
2024-03-07 07:00
2024-03-07 08:00
2024-03-07 09:00
2024-03-07 10:00
2024-03-07 11:00
2024-03-07 12:00
2024-03-07 13:00
2024-03-07 14:00
2024-03-07 15:00
2024-03-07 16:00
2024-03-07 17:00
2024-03-07 18:00
2024-03-07 19:00
2024-03-07 20:00
2024-03-07 21:00
2024-03-07 22:00
2024-03-07 23:00
2024-03-08
2024-03-08 01:00
2024-03-08 02:00
2024-03-08 03:00
2024-03-08 04:00
2024-03-08 05:00
2024-03-08 06:00
2024-03-08 07:00
2024-03-08 08:00
2024-03-08 09:00
2024-03-08 10:00
2024-03-08 11:00
2024-03-08 12:00
2024-03-08 13:00
2024-03-08 14:00
2024-03-08 15:00
2024-03-08 16:00
2024-03-08 17:00
2024-03-08 18:00
2024-03-08 19:00
2024-03-08 20:00
2024-03-08 21:00
2024-03-08 22:00
2024-03-08 23:00
2024-03-09
2024-03-09 01:00
2024-03-09 02:00
2024-03-09 03:00
2024-03-09 04:00
2024-03-09 05:00
2024-03-09 06:00
2024-03-09 07:00
2024-03-09 08:00
2024-03-09 09:00
2024-03-09 10:00
2024-03-09 11:00
2024-03-09 12:00
2024-03-09 13:00
2024-03-09 14:00
2024-03-09 15:00
2024-03-09 16:00
2024-03-09 17:00
2024-03-09 18:00
2024-03-09 19:00
2024-03-09 20:00
2024-03-09 21:00
2024-03-09 22:00
2024-03-09 23:00
2024-03-10
2024-03-10 01:00
2024-03-10 02:00
2024-03-10 03:00
2024-03-10 04:00
2024-03-10 05:00
2024-03-10 06:00
2024-03-10 07:00
2024-03-10 08:00
2024-03-10 09:00
2024-03-10 10:00
2024-03-10 11:00
2024-03-10 12:00
2024-03-10 13:00
2024-03-10 14:00
2024-03-10 15:00
2024-03-10 16:00
2024-03-10 17:00
2024-03-10 18:00
2024-03-10 19:00
2024-03-10 20:00
2024-03-10 21:00
2024-03-10 22:00
2024-03-10 23:00
2024-03-11
2024-03-11 01:00
2024-03-11 02:00
2024-03-11 03:00
2024-03-11 04:00
2024-03-11 05:00
2024-03-11 06:00
2024-03-11 07:00
2024-03-11 08:00
2024-03-11 09:00
2024-03-11 10:00
2024-03-11 11:00
2024-03-11 12:00
2024-03-11 13:00
2024-03-11 14:00
2024-03-11 15:00
2024-03-11 16:00
2024-03-11 17:00
2024-03-11 18:00
2024-03-11 19:00
2024-03-11 20:00
2024-03-11 21:00
2024-03-11 22:00
2024-03-11 23:00
2024-03-12
2024-03-12 01:00
2024-03-12 02:00
2024-03-12 03:00
2024-03-12 04:00
2024-03-12 05:00
2024-03-12 06:00
2024-03-12 07:00
2024-03-12 08:00
2024-03-12 09:00
2024-03-12 10:00
2024-03-12 11:00
2024-03-12 12:00
2024-03-12 13:00
2024-03-12 14:00
2024-03-12 15:00
2024-03-12 16:00
2024-03-12 17:00
2024-03-12 18:00
2024-03-12 19:00
2024-03-12 20:00
2024-03-12 21:00
2024-03-12 22:00
2024-03-12 23:00
2024-03-13
2024-03-13 01:00
2024-03-13 02:00
2024-03-13 03:00
2024-03-13 04:00
2024-03-13 05:00
2024-03-13 06:00
2024-03-13 07:00
2024-03-13 08:00
2024-03-13 09:00
2024-03-13 10:00
2024-03-13 11:00
2024-03-13 12:00
2024-03-13 13:00
2024-03-13 14:00
2024-03-13 15:00
2024-03-13 16:00
2024-03-13 17:00
2024-03-13 18:00
2024-03-13 19:00
2024-03-13 20:00
2024-03-13 21:00
2024-03-13 22:00
2024-03-13 23:00
2024-03-14
2024-03-14 01:00
2024-03-14 02:00
2024-03-14 03:00
2024-03-14 04:00
2024-03-14 05:00
2024-03-14 06:00
2024-03-14 07:00
2024-03-14 08:00
2024-03-14 09:00
2024-03-14 10:00
2024-03-14 11:00
2024-03-14 12:00
2024-03-14 13:00
2024-03-14 14:00
2024-03-14 15:00
2024-03-14 16:00
2024-03-14 17:00
2024-03-14 18:00
2024-03-14 19:00
2024-03-14 20:00
2024-03-14 21:00
2024-03-14 22:00
2024-03-14 23:00
2024-03-15
2024-03-15 01:00
2024-03-15 02:00
2024-03-15 03:00
2024-03-15 04:00
2024-03-15 05:00
2024-03-15 06:00
2024-03-15 07:00
2024-03-15 08:00
2024-03-15 09:00
2024-03-15 10:00
2024-03-15 11:00
2024-03-15 12:00
2024-03-15 13:00
2024-03-15 14:00
2024-03-15 15:00
2024-03-15 16:00
2024-03-15 17:00
2024-03-15 18:00
2024-03-15 19:00
2024-03-15 20:00
2024-03-15 21:00
2024-03-15 22:00
2024-03-15 23:00
2024-03-16
2024-03-16 01:00
2024-03-16 02:00
2024-03-16 03:00
2024-03-16 04:00
2024-03-16 05:00
2024-03-16 06:00
2024-03-16 07:00
2024-03-16 08:00
2024-03-16 09:00
2024-03-16 10:00
2024-03-16 11:00
2024-03-16 12:00
2024-03-16 13:00
2024-03-16 14:00
2024-03-16 15:00
2024-03-16 16:00
2024-03-16 17:00
2024-03-16 18:00
2024-03-16 19:00
2024-03-16 20:00
2024-03-16 21:00
2024-03-16 22:00
2024-03-16 23:00
2024-03-17
2024-03-17 01:00
2024-03-17 02:00
2024-03-17 03:00
2024-03-17 04:00
2024-03-17 05:00
2024-03-17 06:00
2024-03-17 07:00
2024-03-17 08:00
2024-03-17 09:00
2024-03-17 10:00
2024-03-17 11:00
2024-03-17 12:00
2024-03-17 13:00
2024-03-17 14:00
2024-03-17 15:00
2024-03-17 16:00
2024-03-17 17:00
2024-03-17 18:00
2024-03-17 19:00
2024-03-17 20:00
2024-03-17 21:00
2024-03-17 22:00
2024-03-17 23:00
2024-03-18
2024-03-18 01:00
2024-03-18 02:00
2024-03-18 03:00
2024-03-18 04:00
2024-03-18 05:00
2024-03-18 06:00
2024-03-18 07:00
2024-03-18 08:00
2024-03-18 09:00
2024-03-18 10:00
2024-03-18 11:00
2024-03-18 12:00
2024-03-18 13:00
2024-03-18 14:00
2024-03-18 15:00
2024-03-18 16:00
2024-03-18 17:00
2024-03-18 18:00
2024-03-18 19:00
2024-03-18 20:00
2024-03-18 21:00
2024-03-18 22:00
2024-03-18 23:00
2024-03-19
2024-03-19 01:00
2024-03-19 02:00
2024-03-19 03:00
2024-03-19 04:00
2024-03-19 05:00
2024-03-19 06:00
2024-03-19 07:00
2024-03-19 08:00
2024-03-19 09:00
2024-03-19 10:00
2024-03-19 11:00
2024-03-19 12:00
2024-03-19 13:00
2024-03-19 14:00
2024-03-19 15:00
2024-03-19 16:00
2024-03-19 17:00
2024-03-19 18:00
2024-03-19 19:00
2024-03-19 20:00
2024-03-19 21:00
2024-03-19 22:00
2024-03-19 23:00
2024-03-20
2024-03-20 01:00
2024-03-20 02:00
2024-03-20 03:00
2024-03-20 04:00
2024-03-20 05:00
2024-03-20 06:00
2024-03-20 07:00
2024-03-20 08:00
2024-03-20 09:00
2024-03-20 10:00
2024-03-20 11:00
2024-03-20 12:00
2024-03-20 13:00
2024-03-20 14:00
2024-03-20 15:00
2024-03-20 16:00
2024-03-20 17:00
2024-03-20 18:00
2024-03-20 19:00
2024-03-20 20:00
2024-03-20 21:00
2024-03-20 22:00
2024-03-20 23:00
2024-03-21
2024-03-21 01:00
2024-03-21 02:00
2024-03-21 03:00
2024-03-21 04:00
2024-03-21 05:00
2024-03-21 06:00
2024-03-21 07:00
2024-03-21 08:00
2024-03-21 09:00
2024-03-21 10:00
2024-03-21 11:00
2024-03-21 12:00
2024-03-21 13:00
2024-03-21 14:00
2024-03-21 15:00
2024-03-21 16:00
2024-03-21 17:00
2024-03-21 18:00
2024-03-21 19:00
2024-03-21 20:00
2024-03-21 21:00
2024-03-21 22:00
2024-03-21 23:00
2024-03-22
2024-03-22 01:00
2024-03-22 02:00
2024-03-22 03:00
2024-03-22 04:00
2024-03-22 05:00
2024-03-22 06:00
2024-03-22 07:00
2024-03-22 08:00
2024-03-22 09:00
2024-03-22 10:00
2024-03-22 11:00
2024-03-22 12:00
2024-03-22 13:00
2024-03-22 14:00
2024-03-22 15:00
2024-03-22 16:00
2024-03-22 17:00
2024-03-22 18:00
2024-03-22 19:00
2024-03-22 20:00
2024-03-22 21:00
2024-03-22 22:00
2024-03-22 23:00
2024-03-23
2024-03-23 01:00
2024-03-23 02:00
2024-03-23 03:00
2024-03-23 04:00
2024-03-23 05:00
2024-03-23 06:00
2024-03-23 07:00
2024-03-23 08:00
2024-03-23 09:00
2024-03-23 10:00
2024-03-23 11:00
2024-03-23 12:00
2024-03-23 13:00
2024-03-23 14:00
2024-03-23 15:00
2024-03-23 16:00
2024-03-23 17:00
2024-03-23 18:00
2024-03-23 19:00
2024-03-23 20:00
2024-03-23 21:00
2024-03-23 22:00
2024-03-23 23:00
2024-03-24
2024-03-24 01:00
2024-03-24 02:00
2024-03-24 03:00
2024-03-24 04:00
2024-03-24 05:00
2024-03-24 06:00
2024-03-24 07:00
2024-03-24 08:00
2024-03-24 09:00
2024-03-24 10:00
2024-03-24 11:00
2024-03-24 12:00
2024-03-24 13:00
2024-03-24 14:00
2024-03-24 15:00
2024-03-24 16:00
2024-03-24 17:00
2024-03-24 18:00
2024-03-24 19:00
2024-03-24 20:00
2024-03-24 21:00
2024-03-24 22:00
2024-03-24 23:00
2024-03-25
2024-03-25 01:00
2024-03-25 02:00
2024-03-25 03:00
2024-03-25 04:00
2024-03-25 05:00
2024-03-25 06:00
2024-03-25 07:00
2024-03-25 08:00
2024-03-25 09:00
2024-03-25 10:00
2024-03-25 11:00
2024-03-25 12:00
2024-03-25 13:00
2024-03-25 14:00
2024-03-25 15:00
2024-03-25 16:00
2024-03-25 17:00
2024-03-25 18:00
2024-03-25 19:00
2024-03-25 20:00
2024-03-25 21:00
2024-03-25 22:00
2024-03-25 23:00
2024-03-26
2024-03-26 01:00
2024-03-26 02:00
2024-03-26 03:00
2024-03-26 04:00
2024-03-26 05:00
2024-03-26 06:00
2024-03-26 07:00
2024-03-26 08:00
2024-03-26 09:00
2024-03-26 10:00
2024-03-26 11:00
2024-03-26 12:00
2024-03-26 13:00
2024-03-26 14:00
2024-03-26 15:00
2024-03-26 16:00
2024-03-26 17:00
2024-03-26 18:00
2024-03-26 19:00
2024-03-26 20:00
2024-03-26 21:00
2024-03-26 22:00
2024-03-26 23:00
2024-03-27
2024-03-27 01:00
2024-03-27 02:00
2024-03-27 03:00
2024-03-27 04:00
2024-03-27 05:00
2024-03-27 06:00
2024-03-27 07:00
2024-03-27 08:00
2024-03-27 09:00
2024-03-27 10:00
2024-03-27 11:00
2024-03-27 12:00
2024-03-27 13:00
2024-03-27 14:00
2024-03-27 15:00
2024-03-27 16:00
2024-03-27 17:00
2024-03-27 18:00
2024-03-27 19:00
2024-03-27 20:00
2024-03-27 21:00
2024-03-27 22:00
2024-03-27 23:00
2024-03-28
2024-03-28 01:00
2024-03-28 02:00
2024-03-28 03:00
2024-03-28 04:00
2024-03-28 05:00
2024-03-28 06:00
2024-03-28 07:00
2024-03-28 08:00
2024-03-28 09:00
2024-03-28 10:00
2024-03-28 11:00
2024-03-28 12:00
2024-03-28 13:00
2024-03-28 14:00
2024-03-28 15:00
2024-03-28 16:00
2024-03-28 17:00
2024-03-28 18:00
2024-03-28 19:00
2024-03-28 20:00
2024-03-28 21:00
2024-03-28 22:00
2024-03-28 23:00
2024-03-29
2024-03-29 01:00
2024-03-29 02:00
2024-03-29 03:00
2024-03-29 04:00
2024-03-29 05:00
2024-03-29 06:00
2024-03-29 07:00
2024-03-29 08:00
2024-03-29 09:00
2024-03-29 10:00
2024-03-29 11:00
2024-03-29 12:00
2024-03-29 13:00
2024-03-29 14:00
2024-03-29 15:00
2024-03-29 16:00
2024-03-29 17:00
2024-03-29 18:00
2024-03-29 19:00
2024-03-29 20:00
2024-03-29 21:00
2024-03-29 22:00
2024-03-29 23:00
2024-03-30
2024-03-30 01:00
2024-03-30 02:00
2024-03-30 03:00
2024-03-30 04:00
2024-03-30 05:00
2024-03-30 06:00
2024-03-30 07:00
2024-03-30 08:00
2024-03-30 09:00
2024-03-30 10:00
2024-03-30 11:00
2024-03-30 12:00
2024-03-30 13:00
2024-03-30 14:00
2024-03-30 15:00
2024-03-30 16:00
2024-03-30 17:00
2024-03-30 18:00
2024-03-30 19:00
2024-03-30 20:00
2024-03-30 21:00
2024-03-30 22:00
2024-03-30 23:00
2024-03-31
2024-03-31 01:00
2024-03-31 02:00
2024-03-31 03:00
2024-03-31 04:00
2024-03-31 05:00
2024-03-31 06:00
2024-03-31 07:00
2024-03-31 08:00
2024-03-31 09:00
2024-03-31 10:00
2024-03-31 11:00
2024-03-31 12:00
2024-03-31 13:00
2024-03-31 14:00
2024-03-31 15:00
2024-03-31 16:00
2024-03-31 17:00
2024-03-31 18:00
2024-03-31 19:00
2024-03-31 20:00
2024-03-31 21:00
2024-03-31 22:00
2024-03-31 23:00
2024-04-01
2024-04-01 01:00
2024-04-01 02:00
2024-04-01 03:00
2024-04-01 04:00
2024-04-01 05:00
2024-04-01 06:00
2024-04-01 07:00
2024-04-01 08:00
2024-04-01 09:00
2024-04-01 10:00
2024-04-01 11:00
2024-04-01 12:00
2024-04-01 13:00
2024-04-01 14:00
2024-04-01 15:00
2024-04-01 16:00
2024-04-01 17:00
2024-04-01 18:00
2024-04-01 19:00
2024-04-01 20:00
2024-04-01 21:00
2024-04-01 22:00
2024-04-01 23:00
2024-04-02
2024-04-02 01:00
2024-04-02 02:00
2024-04-02 03:00
2024-04-02 04:00
2024-04-02 05:00
2024-04-02 06:00
2024-04-02 07:00
2024-04-02 08:00
2024-04-02 09:00
2024-04-02 10:00
2024-04-02 11:00
2024-04-02 12:00
2024-04-02 13:00
2024-04-02 14:00
2024-04-02 15:00
2024-04-02 16:00
2024-04-02 17:00
2024-04-02 18:00
2024-04-02 19:00
2024-04-02 20:00
2024-04-02 21:00
2024-04-02 22:00
2024-04-02 23:00
2024-04-03
2024-04-03 01:00
2024-04-03 02:00
2024-04-03 03:00
2024-04-03 04:00
2024-04-03 05:00
2024-04-03 06:00
2024-04-03 07:00
2024-04-03 08:00
2024-04-03 09:00
2024-04-03 10:00
2024-04-03 11:00
2024-04-03 12:00
2024-04-03 13:00
2024-04-03 14:00
2024-04-03 15:00
2024-04-03 16:00
2024-04-03 17:00
2024-04-03 18:00
2024-04-03 19:00
2024-04-03 20:00
2024-04-03 21:00
2024-04-03 22:00
2024-04-03 23:00
2024-04-04
2024-04-04 01:00
2024-04-04 02:00
2024-04-04 03:00
2024-04-04 04:00
2024-04-04 05:00
2024-04-04 06:00
2024-04-04 07:00
2024-04-04 08:00
2024-04-04 09:00
2024-04-04 10:00
2024-04-04 11:00
2024-04-04 12:00
2024-04-04 13:00
2024-04-04 14:00
2024-04-04 15:00
2024-04-04 16:00
2024-04-04 17:00
2024-04-04 18:00
2024-04-04 19:00
2024-04-04 20:00
2024-04-04 21:00
2024-04-04 22:00
2024-04-04 23:00
2024-04-05
2024-04-05 01:00
2024-04-05 02:00
2024-04-05 03:00
2024-04-05 04:00
2024-04-05 05:00
2024-04-05 06:00
2024-04-05 07:00
2024-04-05 08:00
2024-04-05 09:00
2024-04-05 10:00
2024-04-05 11:00
2024-04-05 12:00
2024-04-05 13:00
2024-04-05 14:00
2024-04-05 15:00
2024-04-05 16:00
2024-04-05 17:00
2024-04-05 18:00
2024-04-05 19:00
2024-04-05 20:00
2024-04-05 21:00
2024-04-05 22:00
2024-04-05 23:00
2024-04-06
2024-04-06 01:00
2024-04-06 02:00
2024-04-06 03:00
2024-04-06 04:00
2024-04-06 05:00
2024-04-06 06:00
2024-04-06 07:00
2024-04-06 08:00
2024-04-06 09:00
2024-04-06 10:00
2024-04-06 11:00
2024-04-06 12:00
2024-04-06 13:00
2024-04-06 14:00
2024-04-06 15:00
2024-04-06 16:00
2024-04-06 17:00
2024-04-06 18:00
2024-04-06 19:00
2024-04-06 20:00
2024-04-06 21:00
2024-04-06 22:00
2024-04-06 23:00
2024-04-07
2024-04-07 01:00
2024-04-07 02:00
2024-04-07 03:00
2024-04-07 04:00
2024-04-07 05:00
2024-04-07 06:00
2024-04-07 07:00
2024-04-07 08:00
2024-04-07 09:00
2024-04-07 10:00
2024-04-07 11:00
2024-04-07 12:00
2024-04-07 13:00
2024-04-07 14:00
2024-04-07 15:00
2024-04-07 16:00
2024-04-07 17:00
2024-04-07 18:00
2024-04-07 19:00
2024-04-07 20:00
2024-04-07 21:00
2024-04-07 22:00
2024-04-07 23:00
2024-04-08
2024-04-08 01:00
2024-04-08 02:00
2024-04-08 03:00
2024-04-08 04:00
2024-04-08 05:00
2024-04-08 06:00
2024-04-08 07:00
2024-04-08 08:00
2024-04-08 09:00
2024-04-08 10:00
2024-04-08 11:00
2024-04-08 12:00
2024-04-08 13:00
2024-04-08 14:00
2024-04-08 15:00
2024-04-08 16:00
2024-04-08 17:00
2024-04-08 18:00
2024-04-08 19:00
2024-04-08 20:00
2024-04-08 21:00
2024-04-08 22:00
2024-04-08 23:00
2024-04-09
2024-04-09 01:00
2024-04-09 02:00
2024-04-09 03:00
2024-04-09 04:00
2024-04-09 05:00
2024-04-09 06:00
2024-04-09 07:00
2024-04-09 08:00
2024-04-09 09:00
2024-04-09 10:00
2024-04-09 11:00
2024-04-09 12:00
2024-04-09 13:00
2024-04-09 14:00
2024-04-09 15:00
2024-04-09 16:00
2024-04-09 17:00
2024-04-09 18:00
2024-04-09 19:00
2024-04-09 20:00
2024-04-09 21:00
2024-04-09 22:00
2024-04-09 23:00
2024-04-10
2024-04-10 01:00
2024-04-10 02:00
2024-04-10 03:00
2024-04-10 04:00
2024-04-10 05:00
2024-04-10 06:00
2024-04-10 07:00
2024-04-10 08:00
2024-04-10 09:00
2024-04-10 10:00
2024-04-10 11:00
2024-04-10 12:00
2024-04-10 13:00
2024-04-10 14:00
2024-04-10 15:00
2024-04-10 16:00
2024-04-10 17:00
2024-04-10 18:00
2024-04-10 19:00
2024-04-10 20:00
2024-04-10 21:00
2024-04-10 22:00
2024-04-10 23:00
2024-04-11
2024-04-11 01:00
2024-04-11 02:00
2024-04-11 03:00
2024-04-11 04:00
2024-04-11 05:00
2024-04-11 06:00
2024-04-11 07:00
2024-04-11 08:00
2024-04-11 09:00
2024-04-11 10:00
2024-04-11 11:00
2024-04-11 12:00
2024-04-11 13:00
2024-04-11 14:00
2024-04-11 15:00
2024-04-11 16:00
2024-04-11 17:00
2024-04-11 18:00
2024-04-11 19:00
2024-04-11 20:00
2024-04-11 21:00
2024-04-11 22:00
2024-04-11 23:00
2024-04-12
2024-04-12 01:00
2024-04-12 02:00
2024-04-12 03:00
2024-04-12 04:00
2024-04-12 05:00
2024-04-12 06:00
2024-04-12 07:00
2024-04-12 08:00
2024-04-12 09:00
2024-04-12 10:00
2024-04-12 11:00
2024-04-12 12:00
2024-04-12 13:00
2024-04-12 14:00
2024-04-12 15:00
2024-04-12 16:00
2024-04-12 17:00
2024-04-12 18:00
2024-04-12 19:00
2024-04-12 20:00
2024-04-12 21:00
2024-04-12 22:00
2024-04-12 23:00
2024-04-13
2024-04-13 01:00
2024-04-13 02:00
2024-04-13 03:00
2024-04-13 04:00
2024-04-13 05:00
2024-04-13 06:00
2024-04-13 07:00
2024-04-13 08:00
2024-04-13 09:00
2024-04-13 10:00
2024-04-13 11:00
2024-04-13 12:00
2024-04-13 13:00
2024-04-13 14:00
2024-04-13 15:00
2024-04-13 16:00
2024-04-13 17:00
2024-04-13 18:00
2024-04-13 19:00
2024-04-13 20:00
2024-04-13 21:00
2024-04-13 22:00
2024-04-13 23:00
2024-04-14
2024-04-14 01:00
2024-04-14 02:00
2024-04-14 03:00
2024-04-14 04:00
2024-04-14 05:00
2024-04-14 06:00
2024-04-14 07:00
2024-04-14 08:00
2024-04-14 09:00
2024-04-14 10:00
2024-04-14 11:00
2024-04-14 12:00
2024-04-14 13:00
2024-04-14 14:00
2024-04-14 15:00
2024-04-14 16:00
2024-04-14 17:00
2024-04-14 18:00
2024-04-14 19:00
2024-04-14 20:00
2024-04-14 21:00
2024-04-14 22:00
2024-04-14 23:00
2024-04-15
2024-04-15 01:00
2024-04-15 02:00
2024-04-15 03:00
2024-04-15 04:00
2024-04-15 05:00
2024-04-15 06:00
2024-04-15 07:00
2024-04-15 08:00
2024-04-15 09:00
2024-04-15 10:00
2024-04-15 11:00
2024-04-15 12:00
2024-04-15 13:00
2024-04-15 14:00
2024-04-15 15:00
2024-04-15 16:00
2024-04-15 17:00
2024-04-15 18:00
2024-04-15 19:00
2024-04-15 20:00
2024-04-15 21:00
2024-04-15 22:00
2024-04-15 23:00
2024-04-16
2024-04-16 01:00
2024-04-16 02:00
2024-04-16 03:00
2024-04-16 04:00
2024-04-16 05:00
2024-04-16 06:00
2024-04-16 07:00
2024-04-16 08:00
2024-04-16 09:00
2024-04-16 10:00
2024-04-16 11:00
2024-04-16 12:00
2024-04-16 13:00
2024-04-16 14:00
2024-04-16 15:00
2024-04-16 16:00
2024-04-16 17:00
2024-04-16 18:00
2024-04-16 19:00
2024-04-16 20:00
2024-04-16 21:00
2024-04-16 22:00
2024-04-16 23:00
2024-04-17
2024-04-17 01:00
2024-04-17 02:00
2024-04-17 03:00
2024-04-17 04:00
2024-04-17 05:00
2024-04-17 06:00
2024-04-17 07:00
2024-04-17 08:00
2024-04-17 09:00
2024-04-17 10:00
2024-04-17 11:00
2024-04-17 12:00
2024-04-17 13:00
2024-04-17 14:00
2024-04-17 15:00
2024-04-17 16:00
2024-04-17 17:00
2024-04-17 18:00
2024-04-17 19:00
2024-04-17 20:00
2024-04-17 21:00
2024-04-17 22:00
2024-04-17 23:00
2024-04-18
2024-04-18 01:00
2024-04-18 02:00
2024-04-18 03:00
2024-04-18 04:00
2024-04-18 05:00
2024-04-18 06:00
2024-04-18 07:00
2024-04-18 08:00
2024-04-18 09:00
2024-04-18 10:00
2024-04-18 11:00
2024-04-18 12:00
2024-04-18 13:00
2024-04-18 14:00
2024-04-18 15:00
2024-04-18 16:00
2024-04-18 17:00
2024-04-18 18:00
2024-04-18 19:00
2024-04-18 20:00
2024-04-18 21:00
2024-04-18 22:00
2024-04-18 23:00
2024-04-19
2024-04-19 01:00
2024-04-19 02:00
2024-04-19 03:00
2024-04-19 04:00
2024-04-19 05:00
2024-04-19 06:00
2024-04-19 07:00
2024-04-19 08:00
2024-04-19 09:00
2024-04-19 10:00
2024-04-19 11:00
2024-04-19 12:00
2024-04-19 13:00
2024-04-19 14:00
2024-04-19 15:00
2024-04-19 16:00
2024-04-19 17:00
2024-04-19 18:00
2024-04-19 19:00
2024-04-19 20:00
2024-04-19 21:00
2024-04-19 22:00
2024-04-19 23:00
2024-04-20
2024-04-20 01:00
2024-04-20 02:00
2024-04-20 03:00
2024-04-20 04:00
2024-04-20 05:00
2024-04-20 06:00
2024-04-20 07:00
2024-04-20 08:00
2024-04-20 09:00
2024-04-20 10:00
2024-04-20 11:00
2024-04-20 12:00
2024-04-20 13:00
2024-04-20 14:00
2024-04-20 15:00
2024-04-20 16:00
2024-04-20 17:00
2024-04-20 18:00
2024-04-20 19:00
2024-04-20 20:00
2024-04-20 21:00
2024-04-20 22:00
2024-04-20 23:00
2024-04-21
2024-04-21 01:00
2024-04-21 02:00
2024-04-21 03:00
2024-04-21 04:00
2024-04-21 05:00
2024-04-21 06:00
2024-04-21 07:00
2024-04-21 08:00
2024-04-21 09:00
2024-04-21 10:00
2024-04-21 11:00
2024-04-21 12:00
2024-04-21 13:00
2024-04-21 14:00
2024-04-21 15:00
2024-04-21 16:00
2024-04-21 17:00
2024-04-21 18:00
2024-04-21 19:00
2024-04-21 20:00
2024-04-21 21:00
2024-04-21 22:00
2024-04-21 23:00
2024-04-22
2024-04-22 01:00
2024-04-22 02:00
2024-04-22 03:00
2024-04-22 04:00
2024-04-22 05:00
2024-04-22 06:00
2024-04-22 07:00
2024-04-22 08:00
2024-04-22 09:00
2024-04-22 10:00
2024-04-22 11:00
2024-04-22 12:00
2024-04-22 13:00
2024-04-22 14:00
2024-04-22 15:00
2024-04-22 16:00
2024-04-22 17:00
2024-04-22 18:00
2024-04-22 19:00
2024-04-22 20:00
2024-04-22 21:00
2024-04-22 22:00
2024-04-22 23:00
2024-04-23
2024-04-23 01:00
2024-04-23 02:00
2024-04-23 03:00
2024-04-23 04:00
2024-04-23 05:00
2024-04-23 06:00
2024-04-23 07:00
2024-04-23 08:00
2024-04-23 09:00
2024-04-23 10:00
2024-04-23 11:00
2024-04-23 12:00
2024-04-23 13:00
2024-04-23 14:00
2024-04-23 15:00
2024-04-23 16:00
2024-04-23 17:00
2024-04-23 18:00
2024-04-23 19:00
2024-04-23 20:00
2024-04-23 21:00
2024-04-23 22:00
2024-04-23 23:00
2024-04-24
2024-04-24 01:00
2024-04-24 02:00
2024-04-24 03:00
2024-04-24 04:00
2024-04-24 05:00
2024-04-24 06:00
2024-04-24 07:00
2024-04-24 08:00
2024-04-24 09:00
2024-04-24 10:00
2024-04-24 11:00
2024-04-24 12:00
2024-04-24 13:00
2024-04-24 14:00
2024-04-24 15:00
2024-04-24 16:00
2024-04-24 17:00
2024-04-24 18:00
2024-04-24 19:00
2024-04-24 20:00
2024-04-24 21:00
2024-04-24 22:00
2024-04-24 23:00
2024-04-25
2024-04-25 01:00
2024-04-25 02:00
2024-04-25 03:00
2024-04-25 04:00
2024-04-25 05:00
2024-04-25 06:00
2024-04-25 07:00
2024-04-25 08:00
2024-04-25 09:00
2024-04-25 10:00
2024-04-25 11:00
2024-04-25 12:00
2024-04-25 13:00
2024-04-25 14:00
2024-04-25 15:00
2024-04-25 16:00
2024-04-25 17:00
2024-04-25 18:00
2024-04-25 19:00
2024-04-25 20:00
2024-04-25 21:00
2024-04-25 22:00
2024-04-25 23:00
2024-04-26
2024-04-26 01:00
2024-04-26 02:00
2024-04-26 03:00
2024-04-26 04:00
2024-04-26 05:00
2024-04-26 06:00
2024-04-26 07:00
2024-04-26 08:00
2024-04-26 09:00
2024-04-26 10:00
2024-04-26 11:00
2024-04-26 12:00
2024-04-26 13:00
2024-04-26 14:00
2024-04-26 15:00
2024-04-26 16:00
2024-04-26 17:00
2024-04-26 18:00
2024-04-26 19:00
2024-04-26 20:00
2024-04-26 21:00
2024-04-26 22:00
2024-04-26 23:00
2024-04-27
2024-04-27 01:00
2024-04-27 02:00
2024-04-27 03:00
2024-04-27 04:00
2024-04-27 05:00
2024-04-27 06:00
2024-04-27 07:00
2024-04-27 08:00
2024-04-27 09:00
2024-04-27 10:00
2024-04-27 11:00
2024-04-27 12:00
2024-04-27 13:00
2024-04-27 14:00
2024-04-27 15:00
2024-04-27 16:00
2024-04-27 17:00
2024-04-27 18:00
2024-04-27 19:00
2024-04-27 20:00
2024-04-27 21:00
2024-04-27 22:00
2024-04-27 23:00
2024-04-28
2024-04-28 01:00
2024-04-28 02:00
2024-04-28 03:00
2024-04-28 04:00
2024-04-28 05:00
2024-04-28 06:00
2024-04-28 07:00
2024-04-28 08:00
2024-04-28 09:00
2024-04-28 10:00
2024-04-28 11:00
2024-04-28 12:00
2024-04-28 13:00
2024-04-28 14:00
2024-04-28 15:00
2024-04-28 16:00
2024-04-28 17:00
2024-04-28 18:00
2024-04-28 19:00
2024-04-28 20:00
2024-04-28 21:00
2024-04-28 22:00
2024-04-28 23:00
2024-04-29
2024-04-29 01:00
2024-04-29 02:00
2024-04-29 03:00
2024-04-29 04:00
2024-04-29 05:00
2024-04-29 06:00
2024-04-29 07:00
2024-04-29 08:00
2024-04-29 09:00
2024-04-29 10:00
2024-04-29 11:00
2024-04-29 12:00
2024-04-29 13:00
2024-04-29 14:00
2024-04-29 15:00
2024-04-29 16:00
2024-04-29 17:00
2024-04-29 18:00
2024-04-29 19:00
2024-04-29 20:00
2024-04-29 21:00
2024-04-29 22:00
2024-04-29 23:00
2024-04-30
2024-04-30 01:00
2024-04-30 02:00
2024-04-30 03:00
2024-04-30 04:00
2024-04-30 05:00
2024-04-30 06:00
2024-04-30 07:00
2024-04-30 08:00
2024-04-30 09:00
2024-04-30 10:00
2024-04-30 11:00
2024-04-30 12:00
2024-04-30 13:00
2024-04-30 14:00
2024-04-30 15:00
2024-04-30 16:00
2024-04-30 17:00
2024-04-30 18:00
2024-04-30 19:00
2024-04-30 20:00
2024-04-30 21:00
2024-04-30 22:00
2024-04-30 23:00
2024-05-01
2024-05-01 01:00
2024-05-01 02:00
2024-05-01 03:00
2024-05-01 04:00
2024-05-01 05:00
2024-05-01 06:00
2024-05-01 07:00
2024-05-01 08:00
2024-05-01 09:00
2024-05-01 10:00
2024-05-01 11:00
2024-05-01 12:00
2024-05-01 13:00
2024-05-01 14:00
2024-05-01 15:00
2024-05-01 16:00
2024-05-01 17:00
2024-05-01 18:00
2024-05-01 19:00
2024-05-01 20:00
2024-05-01 21:00
2024-05-01 22:00
2024-05-01 23:00
2024-05-02
2024-05-02 01:00
2024-05-02 02:00
2024-05-02 03:00
2024-05-02 04:00
2024-05-02 05:00
2024-05-02 06:00
2024-05-02 07:00
2024-05-02 08:00
2024-05-02 09:00
2024-05-02 10:00
2024-05-02 11:00
2024-05-02 12:00
2024-05-02 13:00
2024-05-02 14:00
2024-05-02 15:00
2024-05-02 16:00
2024-05-02 17:00
2024-05-02 18:00
2024-05-02 19:00
2024-05-02 20:00
2024-05-02 21:00
2024-05-02 22:00
2024-05-02 23:00
2024-05-03
2024-05-03 01:00
2024-05-03 02:00
2024-05-03 03:00
2024-05-03 04:00
2024-05-03 05:00
2024-05-03 06:00
2024-05-03 07:00
2024-05-03 08:00
2024-05-03 09:00
2024-05-03 10:00
2024-05-03 11:00
2024-05-03 12:00
2024-05-03 13:00
2024-05-03 14:00
2024-05-03 15:00
2024-05-03 16:00
2024-05-03 17:00
2024-05-03 18:00
2024-05-03 19:00
2024-05-03 20:00
2024-05-03 21:00
2024-05-03 22:00
2024-05-03 23:00
2024-05-04
2024-05-04 01:00
2024-05-04 02:00
2024-05-04 03:00
2024-05-04 04:00
2024-05-04 05:00
2024-05-04 06:00
2024-05-04 07:00
2024-05-04 08:00
2024-05-04 09:00
2024-05-04 10:00
2024-05-04 11:00
2024-05-04 12:00
2024-05-04 13:00
2024-05-04 14:00
2024-05-04 15:00
2024-05-04 16:00
2024-05-04 17:00
2024-05-04 18:00
2024-05-04 19:00
2024-05-04 20:00
2024-05-04 21:00
2024-05-04 22:00
2024-05-04 23:00
2024-05-05
2024-05-05 01:00
2024-05-05 02:00
2024-05-05 03:00
2024-05-05 04:00
2024-05-05 05:00
2024-05-05 06:00
2024-05-05 07:00
2024-05-05 08:00
2024-05-05 09:00
2024-05-05 10:00
2024-05-05 11:00
2024-05-05 12:00
2024-05-05 13:00
2024-05-05 14:00
2024-05-05 15:00
2024-05-05 16:00
2024-05-05 17:00
2024-05-05 18:00
2024-05-05 19:00
2024-05-05 20:00
2024-05-05 21:00
2024-05-05 22:00
2024-05-05 23:00
2024-05-06
2024-05-06 01:00
2024-05-06 02:00
2024-05-06 03:00
2024-05-06 04:00
2024-05-06 05:00
2024-05-06 06:00
2024-05-06 07:00
2024-05-06 08:00
2024-05-06 09:00
2024-05-06 10:00
2024-05-06 11:00
2024-05-06 12:00
2024-05-06 13:00
2024-05-06 14:00
2024-05-06 15:00
2024-05-06 16:00
2024-05-06 17:00
2024-05-06 18:00
2024-05-06 19:00
2024-05-06 20:00
2024-05-06 21:00
2024-05-06 22:00
2024-05-06 23:00
2024-05-07
2024-05-07 01:00
2024-05-07 02:00
2024-05-07 03:00
2024-05-07 04:00
2024-05-07 05:00
2024-05-07 06:00
2024-05-07 07:00
2024-05-07 08:00
2024-05-07 09:00
2024-05-07 10:00
2024-05-07 11:00
2024-05-07 12:00
2024-05-07 13:00
2024-05-07 14:00
2024-05-07 15:00
2024-05-07 16:00
2024-05-07 17:00
2024-05-07 18:00
2024-05-07 19:00
2024-05-07 20:00
2024-05-07 21:00
2024-05-07 22:00
2024-05-07 23:00
2024-05-08
2024-05-08 01:00
2024-05-08 02:00
2024-05-08 03:00
2024-05-08 04:00
2024-05-08 05:00
2024-05-08 06:00
2024-05-08 07:00
2024-05-08 08:00
2024-05-08 09:00
2024-05-08 10:00
2024-05-08 11:00
2024-05-08 12:00
2024-05-08 13:00
2024-05-08 14:00
2024-05-08 15:00
2024-05-08 16:00
2024-05-08 17:00
2024-05-08 18:00
2024-05-08 19:00
2024-05-08 20:00
2024-05-08 21:00
2024-05-08 22:00
2024-05-08 23:00
2024-05-09
2024-05-09 01:00
2024-05-09 02:00
2024-05-09 03:00
2024-05-09 04:00
2024-05-09 05:00
2024-05-09 06:00
2024-05-09 07:00
2024-05-09 08:00
2024-05-09 09:00
2024-05-09 10:00
2024-05-09 11:00
2024-05-09 12:00
2024-05-09 13:00
2024-05-09 14:00
2024-05-09 15:00
2024-05-09 16:00
2024-05-09 17:00
2024-05-09 18:00
2024-05-09 19:00
2024-05-09 20:00
2024-05-09 21:00
2024-05-09 22:00
2024-05-09 23:00
2024-05-10
2024-05-10 01:00
2024-05-10 02:00
2024-05-10 03:00
2024-05-10 04:00
2024-05-10 05:00
2024-05-10 06:00
2024-05-10 07:00
2024-05-10 08:00
2024-05-10 09:00
2024-05-10 10:00
2024-05-10 11:00
2024-05-10 12:00
2024-05-10 13:00
2024-05-10 14:00
2024-05-10 15:00
2024-05-10 16:00
2024-05-10 17:00
2024-05-10 18:00
2024-05-10 19:00
2024-05-10 20:00
2024-05-10 21:00
2024-05-10 22:00
2024-05-10 23:00
2024-05-11
2024-05-11 01:00
2024-05-11 02:00
2024-05-11 03:00
2024-05-11 04:00
2024-05-11 05:00
2024-05-11 06:00
2024-05-11 07:00
2024-05-11 08:00
2024-05-11 09:00
2024-05-11 10:00
2024-05-11 11:00
2024-05-11 12:00
2024-05-11 13:00
2024-05-11 14:00
2024-05-11 15:00
2024-05-11 16:00
2024-05-11 17:00
2024-05-11 18:00
2024-05-11 19:00
2024-05-11 20:00
2024-05-11 21:00
2024-05-11 22:00
2024-05-11 23:00
2024-05-12
2024-05-12 01:00
2024-05-12 02:00
2024-05-12 03:00
2024-05-12 04:00
2024-05-12 05:00
2024-05-12 06:00
2024-05-12 07:00
2024-05-12 08:00
2024-05-12 09:00
2024-05-12 10:00
2024-05-12 11:00
2024-05-12 12:00
2024-05-12 13:00
2024-05-12 14:00
2024-05-12 15:00
2024-05-12 16:00
2024-05-12 17:00
2024-05-12 18:00
2024-05-12 19:00
2024-05-12 20:00
2024-05-12 21:00
2024-05-12 22:00
2024-05-12 23:00
2024-05-13
2024-05-13 01:00
2024-05-13 02:00
2024-05-13 03:00
2024-05-13 04:00
2024-05-13 05:00
2024-05-13 06:00
2024-05-13 07:00
2024-05-13 08:00
2024-05-13 09:00
2024-05-13 10:00
2024-05-13 11:00
2024-05-13 12:00
2024-05-13 13:00
2024-05-13 14:00
2024-05-13 15:00
2024-05-13 16:00
2024-05-13 17:00
2024-05-13 18:00
2024-05-13 19:00
2024-05-13 20:00
2024-05-13 21:00
2024-05-13 22:00
2024-05-13 23:00
2024-05-14
2024-05-14 01:00
2024-05-14 02:00
2024-05-14 03:00
2024-05-14 04:00
2024-05-14 05:00
2024-05-14 06:00
2024-05-14 07:00
2024-05-14 08:00
2024-05-14 09:00
2024-05-14 10:00
2024-05-14 11:00
2024-05-14 12:00
2024-05-14 13:00
2024-05-14 14:00
2024-05-14 15:00
2024-05-14 16:00
2024-05-14 17:00
2024-05-14 18:00
2024-05-14 19:00
2024-05-14 20:00
2024-05-14 21:00
2024-05-14 22:00
2024-05-14 23:00
2024-05-15
2024-05-15 01:00
2024-05-15 02:00
2024-05-15 03:00
2024-05-15 04:00
2024-05-15 05:00
2024-05-15 06:00
2024-05-15 07:00
2024-05-15 08:00
2024-05-15 09:00
2024-05-15 10:00
2024-05-15 11:00
2024-05-15 12:00
2024-05-15 13:00
2024-05-15 14:00
2024-05-15 15:00
2024-05-15 16:00
2024-05-15 17:00
2024-05-15 18:00
2024-05-15 19:00
2024-05-15 20:00
2024-05-15 21:00
2024-05-15 22:00
2024-05-15 23:00
2024-05-16
2024-05-16 01:00
2024-05-16 02:00
2024-05-16 03:00
2024-05-16 04:00
2024-05-16 05:00
2024-05-16 06:00
2024-05-16 07:00
2024-05-16 08:00
2024-05-16 09:00
2024-05-16 10:00
2024-05-16 11:00
2024-05-16 12:00
2024-05-16 13:00
2024-05-16 14:00
2024-05-16 15:00
2024-05-16 16:00
2024-05-16 17:00
2024-05-16 18:00
2024-05-16 19:00
2024-05-16 20:00
2024-05-16 21:00
2024-05-16 22:00
2024-05-16 23:00
2024-05-17
2024-05-17 01:00
2024-05-17 02:00
2024-05-17 03:00
2024-05-17 04:00
2024-05-17 05:00
2024-05-17 06:00
2024-05-17 07:00
2024-05-17 08:00
2024-05-17 09:00
2024-05-17 10:00
2024-05-17 11:00
2024-05-17 12:00
2024-05-17 13:00
2024-05-17 14:00
2024-05-17 15:00
2024-05-17 16:00
2024-05-17 17:00
2024-05-17 18:00
2024-05-17 19:00
2024-05-17 20:00
2024-05-17 21:00
2024-05-17 22:00
2024-05-17 23:00
2024-05-18
2024-05-18 01:00
2024-05-18 02:00
2024-05-18 03:00
2024-05-18 04:00
2024-05-18 05:00
2024-05-18 06:00
2024-05-18 07:00
2024-05-18 08:00
2024-05-18 09:00
2024-05-18 10:00
2024-05-18 11:00
2024-05-18 12:00
2024-05-18 13:00
2024-05-18 14:00
2024-05-18 15:00
2024-05-18 16:00
2024-05-18 17:00
2024-05-18 18:00
2024-05-18 19:00
2024-05-18 20:00
2024-05-18 21:00
2024-05-18 22:00
2024-05-18 23:00
2024-05-19
2024-05-19 01:00
2024-05-19 02:00
2024-05-19 03:00
2024-05-19 04:00
2024-05-19 05:00
2024-05-19 06:00
2024-05-19 07:00
2024-05-19 08:00
2024-05-19 09:00
2024-05-19 10:00
2024-05-19 11:00
2024-05-19 12:00
2024-05-19 13:00
2024-05-19 14:00
2024-05-19 15:00
2024-05-19 16:00
2024-05-19 17:00
2024-05-19 18:00
2024-05-19 19:00
2024-05-19 20:00
2024-05-19 21:00
2024-05-19 22:00
2024-05-19 23:00
2024-05-20
2024-05-20 01:00
2024-05-20 02:00
2024-05-20 03:00
2024-05-20 04:00
2024-05-20 05:00
2024-05-20 06:00
2024-05-20 07:00
2024-05-20 08:00
2024-05-20 09:00
2024-05-20 10:00
2024-05-20 11:00
2024-05-20 12:00
2024-05-20 13:00
2024-05-20 14:00
2024-05-20 15:00
2024-05-20 16:00
2024-05-20 17:00
2024-05-20 18:00
2024-05-20 19:00
2024-05-20 20:00
2024-05-20 21:00
2024-05-20 22:00
2024-05-20 23:00
2024-05-21
2024-05-21 01:00
2024-05-21 02:00
2024-05-21 03:00
2024-05-21 04:00
2024-05-21 05:00
2024-05-21 06:00
2024-05-21 07:00
2024-05-21 08:00
2024-05-21 09:00
2024-05-21 10:00
2024-05-21 11:00
2024-05-21 12:00
2024-05-21 13:00
2024-05-21 14:00
2024-05-21 15:00
2024-05-21 16:00
2024-05-21 17:00
2024-05-21 18:00
2024-05-21 19:00
2024-05-21 20:00
2024-05-21 21:00
2024-05-21 22:00
2024-05-21 23:00
2024-05-22
2024-05-22 01:00
2024-05-22 02:00
2024-05-22 03:00
2024-05-22 04:00
2024-05-22 05:00
2024-05-22 06:00
2024-05-22 07:00
2024-05-22 08:00
2024-05-22 09:00
2024-05-22 10:00
2024-05-22 11:00
2024-05-22 12:00
2024-05-22 13:00
2024-05-22 14:00
2024-05-22 15:00
2024-05-22 16:00
2024-05-22 17:00
2024-05-22 18:00
2024-05-22 19:00
2024-05-22 20:00
2024-05-22 21:00
2024-05-22 22:00
2024-05-22 23:00
2024-05-23
2024-05-23 01:00
2024-05-23 02:00
2024-05-23 03:00
2024-05-23 04:00
2024-05-23 05:00
2024-05-23 06:00
2024-05-23 07:00
2024-05-23 08:00
2024-05-23 09:00
2024-05-23 10:00
2024-05-23 11:00
2024-05-23 12:00
2024-05-23 13:00
2024-05-23 14:00
2024-05-23 15:00
2024-05-23 16:00
2024-05-23 17:00
2024-05-23 18:00
2024-05-23 19:00
2024-05-23 20:00
2024-05-23 21:00
2024-05-23 22:00
2024-05-23 23:00
2024-05-24
2024-05-24 01:00
2024-05-24 02:00
2024-05-24 03:00
2024-05-24 04:00
2024-05-24 05:00
2024-05-24 06:00
2024-05-24 07:00
2024-05-24 08:00
2024-05-24 09:00
2024-05-24 10:00
2024-05-24 11:00
2024-05-24 12:00
2024-05-24 13:00
2024-05-24 14:00
2024-05-24 15:00
2024-05-24 16:00
2024-05-24 17:00
2024-05-24 18:00
2024-05-24 19:00
2024-05-24 20:00
2024-05-24 21:00
2024-05-24 22:00
2024-05-24 23:00
2024-05-25
2024-05-25 01:00
2024-05-25 02:00
2024-05-25 03:00
2024-05-25 04:00
2024-05-25 05:00
2024-05-25 06:00
2024-05-25 07:00
2024-05-25 08:00
2024-05-25 09:00
2024-05-25 10:00
2024-05-25 11:00
2024-05-25 12:00
2024-05-25 13:00
2024-05-25 14:00
2024-05-25 15:00
2024-05-25 16:00
2024-05-25 17:00
2024-05-25 18:00
2024-05-25 19:00
2024-05-25 20:00
2024-05-25 21:00
2024-05-25 22:00
2024-05-25 23:00
2024-05-26
2024-05-26 01:00
2024-05-26 02:00
2024-05-26 03:00
2024-05-26 04:00
2024-05-26 05:00
2024-05-26 06:00
2024-05-26 07:00
2024-05-26 08:00
2024-05-26 09:00
2024-05-26 10:00
2024-05-26 11:00
2024-05-26 12:00
2024-05-26 13:00
2024-05-26 14:00
2024-05-26 15:00
2024-05-26 16:00
2024-05-26 17:00
2024-05-26 18:00
2024-05-26 19:00
2024-05-26 20:00
2024-05-26 21:00
2024-05-26 22:00
2024-05-26 23:00
2024-05-27
2024-05-27 01:00
2024-05-27 02:00
2024-05-27 03:00
2024-05-27 04:00
2024-05-27 05:00
2024-05-27 06:00
2024-05-27 07:00
2024-05-27 08:00
2024-05-27 09:00
2024-05-27 10:00
2024-05-27 11:00
2024-05-27 12:00
2024-05-27 13:00
2024-05-27 14:00
2024-05-27 15:00
2024-05-27 16:00
2024-05-27 17:00
2024-05-27 18:00
2024-05-27 19:00
2024-05-27 20:00
2024-05-27 21:00
2024-05-27 22:00
2024-05-27 23:00
2024-05-28
2024-05-28 01:00
2024-05-28 02:00
2024-05-28 03:00
2024-05-28 04:00
2024-05-28 05:00
2024-05-28 06:00
2024-05-28 07:00
2024-05-28 08:00
2024-05-28 09:00
2024-05-28 10:00
2024-05-28 11:00
2024-05-28 12:00
2024-05-28 13:00
2024-05-28 14:00
2024-05-28 15:00
2024-05-28 16:00
2024-05-28 17:00
2024-05-28 18:00
2024-05-28 19:00
2024-05-28 20:00
2024-05-28 21:00
2024-05-28 22:00
2024-05-28 23:00
2024-05-29
2024-05-29 01:00
2024-05-29 02:00
2024-05-29 03:00
2024-05-29 04:00
2024-05-29 05:00
2024-05-29 06:00
2024-05-29 07:00
2024-05-29 08:00
2024-05-29 09:00
2024-05-29 10:00
2024-05-29 11:00
2024-05-29 12:00
2024-05-29 13:00
2024-05-29 14:00
2024-05-29 15:00
2024-05-29 16:00
2024-05-29 17:00
2024-05-29 18:00
2024-05-29 19:00
2024-05-29 20:00
2024-05-29 21:00
2024-05-29 22:00
2024-05-29 23:00
2024-05-30
2024-05-30 01:00
2024-05-30 02:00
2024-05-30 03:00
2024-05-30 04:00
2024-05-30 05:00
2024-05-30 06:00
2024-05-30 07:00
2024-05-30 08:00
2024-05-30 09:00
2024-05-30 10:00
2024-05-30 11:00
2024-05-30 12:00
2024-05-30 13:00
2024-05-30 14:00
2024-05-30 15:00
2024-05-30 16:00
2024-05-30 17:00
2024-05-30 18:00
2024-05-30 19:00
2024-05-30 20:00
2024-05-30 21:00
2024-05-30 22:00
2024-05-30 23:00
2024-05-31
2024-05-31 01:00
2024-05-31 02:00
2024-05-31 03:00
2024-05-31 04:00
2024-05-31 05:00
2024-05-31 06:00
2024-05-31 07:00
2024-05-31 08:00
2024-05-31 09:00
2024-05-31 10:00
2024-05-31 11:00
2024-05-31 12:00
2024-05-31 13:00
2024-05-31 14:00
2024-05-31 15:00
2024-05-31 16:00
2024-05-31 17:00
2024-05-31 18:00
2024-05-31 19:00
2024-05-31 20:00
2024-05-31 21:00
2024-05-31 22:00
2024-05-31 23:00
2024-06-01
2024-06-01 01:00
2024-06-01 02:00
2024-06-01 03:00
2024-06-01 04:00
2024-06-01 05:00
2024-06-01 06:00
2024-06-01 07:00
2024-06-01 08:00
2024-06-01 09:00
2024-06-01 10:00
2024-06-01 11:00
2024-06-01 12:00
2024-06-01 13:00
2024-06-01 14:00
2024-06-01 15:00
2024-06-01 16:00
2024-06-01 17:00
2024-06-01 18:00
2024-06-01 19:00
2024-06-01 20:00
2024-06-01 21:00
2024-06-01 22:00
2024-06-01 23:00
2024-06-02
2024-06-02 01:00
2024-06-02 02:00
2024-06-02 03:00
2024-06-02 04:00
2024-06-02 05:00
2024-06-02 06:00
2024-06-02 07:00
2024-06-02 08:00
2024-06-02 09:00
2024-06-02 10:00
2024-06-02 11:00
2024-06-02 12:00
2024-06-02 13:00
2024-06-02 14:00
2024-06-02 15:00
2024-06-02 16:00
2024-06-02 17:00
2024-06-02 18:00
2024-06-02 19:00
2024-06-02 20:00
2024-06-02 21:00
2024-06-02 22:00
2024-06-02 23:00
2024-06-03
2024-06-03 01:00
2024-06-03 02:00
2024-06-03 03:00
2024-06-03 04:00
2024-06-03 05:00
2024-06-03 06:00
2024-06-03 07:00
2024-06-03 08:00
2024-06-03 09:00
2024-06-03 10:00
2024-06-03 11:00
2024-06-03 12:00
2024-06-03 13:00
2024-06-03 14:00
2024-06-03 15:00
2024-06-03 16:00
2024-06-03 17:00
2024-06-03 18:00
2024-06-03 19:00
2024-06-03 20:00
2024-06-03 21:00
2024-06-03 22:00
2024-06-03 23:00
2024-06-04
2024-06-04 01:00
2024-06-04 02:00
2024-06-04 03:00
2024-06-04 04:00
2024-06-04 05:00
2024-06-04 06:00
2024-06-04 07:00
2024-06-04 08:00
2024-06-04 09:00
2024-06-04 10:00
2024-06-04 11:00
2024-06-04 12:00
2024-06-04 13:00
2024-06-04 14:00
2024-06-04 15:00
2024-06-04 16:00
2024-06-04 17:00
2024-06-04 18:00
2024-06-04 19:00
2024-06-04 20:00
2024-06-04 21:00
2024-06-04 22:00
2024-06-04 23:00
2024-06-05
2024-06-05 01:00
2024-06-05 02:00
2024-06-05 03:00
2024-06-05 04:00
2024-06-05 05:00
2024-06-05 06:00
2024-06-05 07:00
2024-06-05 08:00
2024-06-05 09:00
2024-06-05 10:00
2024-06-05 11:00
2024-06-05 12:00
2024-06-05 13:00
2024-06-05 14:00
2024-06-05 15:00
2024-06-05 16:00
2024-06-05 17:00
2024-06-05 18:00
2024-06-05 19:00
2024-06-05 20:00
2024-06-05 21:00
2024-06-05 22:00
2024-06-05 23:00
2024-06-06
2024-06-06 01:00
2024-06-06 02:00
2024-06-06 03:00
2024-06-06 04:00
2024-06-06 05:00
2024-06-06 06:00
2024-06-06 07:00
2024-06-06 08:00
2024-06-06 09:00
2024-06-06 10:00
2024-06-06 11:00
2024-06-06 12:00
2024-06-06 13:00
2024-06-06 14:00
2024-06-06 15:00
2024-06-06 16:00
2024-06-06 17:00
2024-06-06 18:00
2024-06-06 19:00
2024-06-06 20:00
2024-06-06 21:00
2024-06-06 22:00
2024-06-06 23:00
2024-06-07
2024-06-07 01:00
2024-06-07 02:00
2024-06-07 03:00
2024-06-07 04:00
2024-06-07 05:00
2024-06-07 06:00
2024-06-07 07:00
2024-06-07 08:00
2024-06-07 09:00
2024-06-07 10:00
2024-06-07 11:00
2024-06-07 12:00
2024-06-07 13:00
2024-06-07 14:00
2024-06-07 15:00
2024-06-07 16:00
2024-06-07 17:00
2024-06-07 18:00
2024-06-07 19:00
2024-06-07 20:00
2024-06-07 21:00
2024-06-07 22:00
2024-06-07 23:00
2024-06-08
2024-06-08 01:00
2024-06-08 02:00
2024-06-08 03:00
2024-06-08 04:00
2024-06-08 05:00
2024-06-08 06:00
2024-06-08 07:00
2024-06-08 08:00
2024-06-08 09:00
2024-06-08 10:00
2024-06-08 11:00
2024-06-08 12:00
2024-06-08 13:00
2024-06-08 14:00
2024-06-08 15:00
2024-06-08 16:00
2024-06-08 17:00
2024-06-08 18:00
2024-06-08 19:00
2024-06-08 20:00
2024-06-08 21:00
2024-06-08 22:00
2024-06-08 23:00
2024-06-09
2024-06-09 01:00
2024-06-09 02:00
2024-06-09 03:00
2024-06-09 04:00
2024-06-09 05:00
2024-06-09 06:00
2024-06-09 07:00
2024-06-09 08:00
2024-06-09 09:00
2024-06-09 10:00
2024-06-09 11:00
2024-06-09 12:00
2024-06-09 13:00
2024-06-09 14:00
2024-06-09 15:00
2024-06-09 16:00
2024-06-09 17:00
2024-06-09 18:00
2024-06-09 19:00
2024-06-09 20:00
2024-06-09 21:00
2024-06-09 22:00
2024-06-09 23:00
2024-06-10
2024-06-10 01:00
2024-06-10 02:00
2024-06-10 03:00
2024-06-10 04:00
2024-06-10 05:00
2024-06-10 06:00
2024-06-10 07:00
2024-06-10 08:00
2024-06-10 09:00
2024-06-10 10:00
2024-06-10 11:00
2024-06-10 12:00
2024-06-10 13:00
2024-06-10 14:00
2024-06-10 15:00
2024-06-10 16:00
2024-06-10 17:00
2024-06-10 18:00
2024-06-10 19:00
2024-06-10 20:00
2024-06-10 21:00
2024-06-10 22:00
2024-06-10 23:00
2024-06-11
2024-06-11 01:00
2024-06-11 02:00
2024-06-11 03:00
2024-06-11 04:00
2024-06-11 05:00
2024-06-11 06:00
2024-06-11 07:00
2024-06-11 08:00
2024-06-11 09:00
2024-06-11 10:00
2024-06-11 11:00
2024-06-11 12:00
2024-06-11 13:00
2024-06-11 14:00
2024-06-11 15:00
2024-06-11 16:00
2024-06-11 17:00
2024-06-11 18:00
2024-06-11 19:00
2024-06-11 20:00
2024-06-11 21:00
2024-06-11 22:00
2024-06-11 23:00
2024-06-12
2024-06-12 01:00
2024-06-12 02:00
2024-06-12 03:00
2024-06-12 04:00
2024-06-12 05:00
2024-06-12 06:00
2024-06-12 07:00
2024-06-12 08:00
2024-06-12 09:00
2024-06-12 10:00
2024-06-12 11:00
2024-06-12 12:00
2024-06-12 13:00
2024-06-12 14:00
2024-06-12 15:00
2024-06-12 16:00
2024-06-12 17:00
2024-06-12 18:00
2024-06-12 19:00
2024-06-12 20:00
2024-06-12 21:00
2024-06-12 22:00
2024-06-12 23:00
2024-06-13
2024-06-13 01:00
2024-06-13 02:00
2024-06-13 03:00
2024-06-13 04:00
2024-06-13 05:00
2024-06-13 06:00
2024-06-13 07:00
2024-06-13 08:00
2024-06-13 09:00
2024-06-13 10:00
2024-06-13 11:00
2024-06-13 12:00
2024-06-13 13:00
2024-06-13 14:00
2024-06-13 15:00
2024-06-13 16:00
2024-06-13 17:00
2024-06-13 18:00
2024-06-13 19:00
2024-06-13 20:00
2024-06-13 21:00
2024-06-13 22:00
2024-06-13 23:00
2024-06-14
2024-06-14 01:00
2024-06-14 02:00
2024-06-14 03:00
2024-06-14 04:00
2024-06-14 05:00
2024-06-14 06:00
2024-06-14 07:00
2024-06-14 08:00
2024-06-14 09:00
2024-06-14 10:00
2024-06-14 11:00
2024-06-14 12:00
2024-06-14 13:00
2024-06-14 14:00
2024-06-14 15:00
2024-06-14 16:00
2024-06-14 17:00
2024-06-14 18:00
2024-06-14 19:00
2024-06-14 20:00
2024-06-14 21:00
2024-06-14 22:00
2024-06-14 23:00
2024-06-15
2024-06-15 01:00
2024-06-15 02:00
2024-06-15 03:00
2024-06-15 04:00
2024-06-15 05:00
2024-06-15 06:00
2024-06-15 07:00
2024-06-15 08:00
2024-06-15 09:00
2024-06-15 10:00
2024-06-15 11:00
2024-06-15 12:00
2024-06-15 13:00
2024-06-15 14:00
2024-06-15 15:00
2024-06-15 16:00
2024-06-15 17:00
2024-06-15 18:00
2024-06-15 19:00
2024-06-15 20:00
2024-06-15 21:00
2024-06-15 22:00
2024-06-15 23:00
2024-06-16
2024-06-16 01:00
2024-06-16 02:00
2024-06-16 03:00
2024-06-16 04:00
2024-06-16 05:00
2024-06-16 06:00
2024-06-16 07:00
2024-06-16 08:00
2024-06-16 09:00
2024-06-16 10:00
2024-06-16 11:00
2024-06-16 12:00
2024-06-16 13:00
2024-06-16 14:00
2024-06-16 15:00
2024-06-16 16:00
2024-06-16 17:00
2024-06-16 18:00
2024-06-16 19:00
2024-06-16 20:00
2024-06-16 21:00
2024-06-16 22:00
2024-06-16 23:00
2024-06-17
2024-06-17 01:00
2024-06-17 02:00
2024-06-17 03:00
2024-06-17 04:00
2024-06-17 05:00
2024-06-17 06:00
2024-06-17 07:00
2024-06-17 08:00
2024-06-17 09:00
2024-06-17 10:00
2024-06-17 11:00
2024-06-17 12:00
2024-06-17 13:00
2024-06-17 14:00
2024-06-17 15:00
2024-06-17 16:00
2024-06-17 17:00
2024-06-17 18:00
2024-06-17 19:00
2024-06-17 20:00
2024-06-17 21:00
2024-06-17 22:00
2024-06-17 23:00
2024-06-18
2024-06-18 01:00
2024-06-18 02:00
2024-06-18 03:00
2024-06-18 04:00
2024-06-18 05:00
2024-06-18 06:00
2024-06-18 07:00
2024-06-18 08:00
2024-06-18 09:00
2024-06-18 10:00
2024-06-18 11:00
2024-06-18 12:00
2024-06-18 13:00
2024-06-18 14:00
2024-06-18 15:00
2024-06-18 16:00
2024-06-18 17:00
2024-06-18 18:00
2024-06-18 19:00
2024-06-18 20:00
2024-06-18 21:00
2024-06-18 22:00
2024-06-18 23:00
2024-06-19
2024-06-19 01:00
2024-06-19 02:00
2024-06-19 03:00
2024-06-19 04:00
2024-06-19 05:00
2024-06-19 06:00
2024-06-19 07:00
2024-06-19 08:00
2024-06-19 09:00
2024-06-19 10:00
2024-06-19 11:00
2024-06-19 12:00
2024-06-19 13:00
2024-06-19 14:00
2024-06-19 15:00
2024-06-19 16:00
2024-06-19 17:00
2024-06-19 18:00
2024-06-19 19:00
2024-06-19 20:00
2024-06-19 21:00
2024-06-19 22:00
2024-06-19 23:00
2024-06-20
2024-06-20 01:00
2024-06-20 02:00
2024-06-20 03:00
2024-06-20 04:00
2024-06-20 05:00
2024-06-20 06:00
2024-06-20 07:00
2024-06-20 08:00
2024-06-20 09:00
2024-06-20 10:00
2024-06-20 11:00
2024-06-20 12:00
2024-06-20 13:00
2024-06-20 14:00
2024-06-20 15:00
2024-06-20 16:00
2024-06-20 17:00
2024-06-20 18:00
2024-06-20 19:00
2024-06-20 20:00
2024-06-20 21:00
2024-06-20 22:00
2024-06-20 23:00
2024-06-21
2024-06-21 01:00
2024-06-21 02:00
2024-06-21 03:00
2024-06-21 04:00
2024-06-21 05:00
2024-06-21 06:00
2024-06-21 07:00
2024-06-21 08:00
2024-06-21 09:00
2024-06-21 10:00
2024-06-21 11:00
2024-06-21 12:00
2024-06-21 13:00
2024-06-21 14:00
2024-06-21 15:00
2024-06-21 16:00
2024-06-21 17:00
2024-06-21 18:00
2024-06-21 19:00
2024-06-21 20:00
2024-06-21 21:00
2024-06-21 22:00
2024-06-21 23:00
2024-06-22
2024-06-22 01:00
2024-06-22 02:00
2024-06-22 03:00
2024-06-22 04:00
2024-06-22 05:00
2024-06-22 06:00
2024-06-22 07:00
2024-06-22 08:00
2024-06-22 09:00
2024-06-22 10:00
2024-06-22 11:00
2024-06-22 12:00
2024-06-22 13:00
2024-06-22 14:00
2024-06-22 15:00
2024-06-22 16:00
2024-06-22 17:00
2024-06-22 18:00
2024-06-22 19:00
2024-06-22 20:00
2024-06-22 21:00
2024-06-22 22:00
2024-06-22 23:00
2024-06-23
2024-06-23 01:00
2024-06-23 02:00
2024-06-23 03:00
2024-06-23 04:00
2024-06-23 05:00
2024-06-23 06:00
2024-06-23 07:00
2024-06-23 08:00
2024-06-23 09:00
2024-06-23 10:00
2024-06-23 11:00
2024-06-23 12:00
2024-06-23 13:00
2024-06-23 14:00
2024-06-23 15:00
2024-06-23 16:00
2024-06-23 17:00
2024-06-23 18:00
2024-06-23 19:00
2024-06-23 20:00
2024-06-23 21:00
2024-06-23 22:00
2024-06-23 23:00
2024-06-24
2024-06-24 01:00
2024-06-24 02:00
2024-06-24 03:00
2024-06-24 04:00
2024-06-24 05:00
2024-06-24 06:00
2024-06-24 07:00
2024-06-24 08:00
2024-06-24 09:00
2024-06-24 10:00
2024-06-24 11:00
2024-06-24 12:00
2024-06-24 13:00
2024-06-24 14:00
2024-06-24 15:00
2024-06-24 16:00
2024-06-24 17:00
2024-06-24 18:00
2024-06-24 19:00
2024-06-24 20:00
2024-06-24 21:00
2024-06-24 22:00
2024-06-24 23:00
2024-06-25
2024-06-25 01:00
2024-06-25 02:00
2024-06-25 03:00
2024-06-25 04:00
2024-06-25 05:00
2024-06-25 06:00
2024-06-25 07:00
2024-06-25 08:00
2024-06-25 09:00
2024-06-25 10:00
2024-06-25 11:00
2024-06-25 12:00
2024-06-25 13:00
2024-06-25 14:00
2024-06-25 15:00
2024-06-25 16:00
2024-06-25 17:00
2024-06-25 18:00
2024-06-25 19:00
2024-06-25 20:00
2024-06-25 21:00
2024-06-25 22:00
2024-06-25 23:00
2024-06-26
2024-06-26 01:00
2024-06-26 02:00
2024-06-26 03:00
2024-06-26 04:00
2024-06-26 05:00
2024-06-26 06:00
2024-06-26 07:00
2024-06-26 08:00
2024-06-26 09:00
2024-06-26 10:00
2024-06-26 11:00
2024-06-26 12:00
2024-06-26 13:00
2024-06-26 14:00
2024-06-26 15:00
2024-06-26 16:00
2024-06-26 17:00
2024-06-26 18:00
2024-06-26 19:00
2024-06-26 20:00
2024-06-26 21:00
2024-06-26 22:00
2024-06-26 23:00
2024-06-27
2024-06-27 01:00
2024-06-27 02:00
2024-06-27 03:00
2024-06-27 04:00
2024-06-27 05:00
2024-06-27 06:00
2024-06-27 07:00
2024-06-27 08:00
2024-06-27 09:00
2024-06-27 10:00
2024-06-27 11:00
2024-06-27 12:00
2024-06-27 13:00
2024-06-27 14:00
2024-06-27 15:00
2024-06-27 16:00
2024-06-27 17:00
2024-06-27 18:00
2024-06-27 19:00
2024-06-27 20:00
2024-06-27 21:00
2024-06-27 22:00
2024-06-27 23:00
2024-06-28
2024-06-28 01:00
2024-06-28 02:00
2024-06-28 03:00
2024-06-28 04:00
2024-06-28 05:00
2024-06-28 06:00
2024-06-28 07:00
2024-06-28 08:00
2024-06-28 09:00
2024-06-28 10:00
2024-06-28 11:00
2024-06-28 12:00
2024-06-28 13:00
2024-06-28 14:00
2024-06-28 15:00
2024-06-28 16:00
2024-06-28 17:00
2024-06-28 18:00
2024-06-28 19:00
2024-06-28 20:00
2024-06-28 21:00
2024-06-28 22:00
2024-06-28 23:00
2024-06-29
2024-06-29 01:00
2024-06-29 02:00
2024-06-29 03:00
2024-06-29 04:00
2024-06-29 05:00
2024-06-29 06:00
2024-06-29 07:00
2024-06-29 08:00
2024-06-29 09:00
2024-06-29 10:00
2024-06-29 11:00
2024-06-29 12:00
2024-06-29 13:00
2024-06-29 14:00
2024-06-29 15:00
2024-06-29 16:00
2024-06-29 17:00
2024-06-29 18:00
2024-06-29 19:00
2024-06-29 20:00
2024-06-29 21:00
2024-06-29 22:00
2024-06-29 23:00
2024-06-30
2024-06-30 01:00
2024-06-30 02:00
2024-06-30 03:00
2024-06-30 04:00
2024-06-30 05:00
2024-06-30 06:00
2024-06-30 07:00
2024-06-30 08:00
2024-06-30 09:00
2024-06-30 10:00
2024-06-30 11:00
2024-06-30 12:00
2024-06-30 13:00
2024-06-30 14:00
2024-06-30 15:00
2024-06-30 16:00
2024-06-30 17:00
2024-06-30 18:00
2024-06-30 19:00
2024-06-30 20:00
2024-06-30 21:00
2024-06-30 22:00
2024-06-30 23:00
2024-07-01
2024-07-01 01:00
2024-07-01 02:00
2024-07-01 03:00
2024-07-01 04:00
2024-07-01 05:00
2024-07-01 06:00
2024-07-01 07:00
2024-07-01 08:00
2024-07-01 09:00
2024-07-01 10:00
2024-07-01 11:00
2024-07-01 12:00
2024-07-01 13:00
2024-07-01 14:00
2024-07-01 15:00
2024-07-01 16:00
2024-07-01 17:00
2024-07-01 18:00
2024-07-01 19:00
2024-07-01 20:00
2024-07-01 21:00
2024-07-01 22:00
2024-07-01 23:00
2024-07-02
2024-07-02 01:00
2024-07-02 02:00
2024-07-02 03:00
2024-07-02 04:00
2024-07-02 05:00
2024-07-02 06:00
2024-07-02 07:00
2024-07-02 08:00
2024-07-02 09:00
2024-07-02 10:00
2024-07-02 11:00
2024-07-02 12:00
2024-07-02 13:00
2024-07-02 14:00
2024-07-02 15:00
2024-07-02 16:00
2024-07-02 17:00
2024-07-02 18:00
2024-07-02 19:00
2024-07-02 20:00
2024-07-02 21:00
2024-07-02 22:00
2024-07-02 23:00
2024-07-03
2024-07-03 01:00
2024-07-03 02:00
2024-07-03 03:00
2024-07-03 04:00
2024-07-03 05:00
2024-07-03 06:00
2024-07-03 07:00
2024-07-03 08:00
2024-07-03 09:00
2024-07-03 10:00
2024-07-03 11:00
2024-07-03 12:00
2024-07-03 13:00
2024-07-03 14:00
2024-07-03 15:00
2024-07-03 16:00
2024-07-03 17:00
2024-07-03 18:00
2024-07-03 19:00
2024-07-03 20:00
2024-07-03 21:00
2024-07-03 22:00
2024-07-03 23:00
2024-07-04
2024-07-04 01:00
2024-07-04 02:00
2024-07-04 03:00
2024-07-04 04:00
2024-07-04 05:00
2024-07-04 06:00
2024-07-04 07:00
2024-07-04 08:00
2024-07-04 09:00
2024-07-04 10:00
2024-07-04 11:00
2024-07-04 12:00
2024-07-04 13:00
2024-07-04 14:00
2024-07-04 15:00
2024-07-04 16:00
2024-07-04 17:00
2024-07-04 18:00
2024-07-04 19:00
2024-07-04 20:00
2024-07-04 21:00
2024-07-04 22:00
2024-07-04 23:00
2024-07-05
2024-07-05 01:00
2024-07-05 02:00
2024-07-05 03:00
2024-07-05 04:00
2024-07-05 05:00
2024-07-05 06:00
2024-07-05 07:00
2024-07-05 08:00
2024-07-05 09:00
2024-07-05 10:00
2024-07-05 11:00
2024-07-05 12:00
2024-07-05 13:00
2024-07-05 14:00
2024-07-05 15:00
2024-07-05 16:00
2024-07-05 17:00
2024-07-05 18:00
2024-07-05 19:00
2024-07-05 20:00
2024-07-05 21:00
2024-07-05 22:00
2024-07-05 23:00
2024-07-06
2024-07-06 01:00
2024-07-06 02:00
2024-07-06 03:00
2024-07-06 04:00
2024-07-06 05:00
2024-07-06 06:00
2024-07-06 07:00
2024-07-06 08:00
2024-07-06 09:00
2024-07-06 10:00
2024-07-06 11:00
2024-07-06 12:00
2024-07-06 13:00
2024-07-06 14:00
2024-07-06 15:00
2024-07-06 16:00
2024-07-06 17:00
2024-07-06 18:00
2024-07-06 19:00
2024-07-06 20:00
2024-07-06 21:00
2024-07-06 22:00
2024-07-06 23:00
2024-07-07
2024-07-07 01:00
2024-07-07 02:00
2024-07-07 03:00
2024-07-07 04:00
2024-07-07 05:00
2024-07-07 06:00
2024-07-07 07:00
2024-07-07 08:00
2024-07-07 09:00
2024-07-07 10:00
2024-07-07 11:00
2024-07-07 12:00
2024-07-07 13:00
2024-07-07 14:00
2024-07-07 15:00
2024-07-07 16:00
2024-07-07 17:00
2024-07-07 18:00
2024-07-07 19:00
2024-07-07 20:00
2024-07-07 21:00
2024-07-07 22:00
2024-07-07 23:00
2024-07-08
2024-07-08 01:00
2024-07-08 02:00
2024-07-08 03:00
2024-07-08 04:00
2024-07-08 05:00
2024-07-08 06:00
2024-07-08 07:00
2024-07-08 08:00
2024-07-08 09:00
2024-07-08 10:00
2024-07-08 11:00
2024-07-08 12:00
2024-07-08 13:00
2024-07-08 14:00
2024-07-08 15:00
2024-07-08 16:00
2024-07-08 17:00
2024-07-08 18:00
2024-07-08 19:00
2024-07-08 20:00
2024-07-08 21:00
2024-07-08 22:00
2024-07-08 23:00
2024-07-09
2024-07-09 01:00
2024-07-09 02:00
2024-07-09 03:00
2024-07-09 04:00
2024-07-09 05:00
2024-07-09 06:00
2024-07-09 07:00
2024-07-09 08:00
2024-07-09 09:00
2024-07-09 10:00
2024-07-09 11:00
2024-07-09 12:00
2024-07-09 13:00
2024-07-09 14:00
2024-07-09 15:00
2024-07-09 16:00
2024-07-09 17:00
2024-07-09 18:00
2024-07-09 19:00
2024-07-09 20:00
2024-07-09 21:00
2024-07-09 22:00
2024-07-09 23:00
2024-07-10
2024-07-10 01:00
2024-07-10 02:00
2024-07-10 03:00
2024-07-10 04:00
2024-07-10 05:00
2024-07-10 06:00
2024-07-10 07:00
2024-07-10 08:00
2024-07-10 09:00
2024-07-10 10:00
2024-07-10 11:00
2024-07-10 12:00
2024-07-10 13:00
2024-07-10 14:00
2024-07-10 15:00
2024-07-10 16:00
2024-07-10 17:00
2024-07-10 18:00
2024-07-10 19:00
2024-07-10 20:00
2024-07-10 21:00
2024-07-10 22:00
2024-07-10 23:00
2024-07-11
2024-07-11 01:00
2024-07-11 02:00
2024-07-11 03:00
2024-07-11 04:00
2024-07-11 05:00
2024-07-11 06:00
2024-07-11 07:00
2024-07-11 08:00
2024-07-11 09:00
2024-07-11 10:00
2024-07-11 11:00
2024-07-11 12:00
2024-07-11 13:00
2024-07-11 14:00
2024-07-11 15:00
2024-07-11 16:00
2024-07-11 17:00
2024-07-11 18:00
2024-07-11 19:00
2024-07-11 20:00
2024-07-11 21:00
2024-07-11 22:00
2024-07-11 23:00
2024-07-12
2024-07-12 01:00
2024-07-12 02:00
2024-07-12 03:00
2024-07-12 04:00
2024-07-12 05:00
2024-07-12 06:00
2024-07-12 07:00
2024-07-12 08:00
2024-07-12 09:00
2024-07-12 10:00
2024-07-12 11:00
2024-07-12 12:00
2024-07-12 13:00
2024-07-12 14:00
2024-07-12 15:00
2024-07-12 16:00
2024-07-12 17:00
2024-07-12 18:00
2024-07-12 19:00
2024-07-12 20:00
2024-07-12 21:00
2024-07-12 22:00
2024-07-12 23:00
2024-07-13
2024-07-13 01:00
2024-07-13 02:00
2024-07-13 03:00
2024-07-13 04:00
2024-07-13 05:00
2024-07-13 06:00
2024-07-13 07:00
2024-07-13 08:00
2024-07-13 09:00
2024-07-13 10:00
2024-07-13 11:00
2024-07-13 12:00
2024-07-13 13:00
2024-07-13 14:00
2024-07-13 15:00
2024-07-13 16:00
2024-07-13 17:00
2024-07-13 18:00
2024-07-13 19:00
2024-07-13 20:00
2024-07-13 21:00
2024-07-13 22:00
2024-07-13 23:00
2024-07-14
2024-07-14 01:00
2024-07-14 02:00
2024-07-14 03:00
2024-07-14 04:00
2024-07-14 05:00
2024-07-14 06:00
2024-07-14 07:00
2024-07-14 08:00
2024-07-14 09:00
2024-07-14 10:00
2024-07-14 11:00
2024-07-14 12:00
2024-07-14 13:00
2024-07-14 14:00
2024-07-14 15:00
2024-07-14 16:00
2024-07-14 17:00
2024-07-14 18:00
2024-07-14 19:00
2024-07-14 20:00
2024-07-14 21:00
2024-07-14 22:00
2024-07-14 23:00
2024-07-15
2024-07-15 01:00
2024-07-15 02:00
2024-07-15 03:00
2024-07-15 04:00
2024-07-15 05:00
2024-07-15 06:00
2024-07-15 07:00
2024-07-15 08:00
2024-07-15 09:00
2024-07-15 10:00
2024-07-15 11:00
2024-07-15 12:00
2024-07-15 13:00
2024-07-15 14:00
2024-07-15 15:00
2024-07-15 16:00
2024-07-15 17:00
2024-07-15 18:00
2024-07-15 19:00
2024-07-15 20:00
2024-07-15 21:00
2024-07-15 22:00
2024-07-15 23:00
2024-07-16
2024-07-16 01:00
2024-07-16 02:00
2024-07-16 03:00
2024-07-16 04:00
2024-07-16 05:00
2024-07-16 06:00
2024-07-16 07:00
2024-07-16 08:00
2024-07-16 09:00
2024-07-16 10:00
2024-07-16 11:00
2024-07-16 12:00
2024-07-16 13:00
2024-07-16 14:00
2024-07-16 15:00
2024-07-16 16:00
2024-07-16 17:00
2024-07-16 18:00
2024-07-16 19:00
2024-07-16 20:00
2024-07-16 21:00
2024-07-16 22:00
2024-07-16 23:00
2024-07-17
2024-07-17 01:00
2024-07-17 02:00
2024-07-17 03:00
2024-07-17 04:00
2024-07-17 05:00
2024-07-17 06:00
2024-07-17 07:00
2024-07-17 08:00
2024-07-17 09:00
2024-07-17 10:00
2024-07-17 11:00
2024-07-17 12:00
2024-07-17 13:00
2024-07-17 14:00
2024-07-17 15:00
2024-07-17 16:00
2024-07-17 17:00
2024-07-17 18:00
2024-07-17 19:00
2024-07-17 20:00
2024-07-17 21:00
2024-07-17 22:00
2024-07-17 23:00
2024-07-18
2024-07-18 01:00
2024-07-18 02:00
2024-07-18 03:00
2024-07-18 04:00
2024-07-18 05:00
2024-07-18 06:00
2024-07-18 07:00
2024-07-18 08:00
2024-07-18 09:00
2024-07-18 10:00
2024-07-18 11:00
2024-07-18 12:00
2024-07-18 13:00
2024-07-18 14:00
2024-07-18 15:00
2024-07-18 16:00
2024-07-18 17:00
2024-07-18 18:00
2024-07-18 19:00
2024-07-18 20:00
2024-07-18 21:00
2024-07-18 22:00
2024-07-18 23:00
2024-07-19
2024-07-19 01:00
2024-07-19 02:00
2024-07-19 03:00
2024-07-19 04:00
2024-07-19 05:00
2024-07-19 06:00
2024-07-19 07:00
2024-07-19 08:00
2024-07-19 09:00
2024-07-19 10:00
2024-07-19 11:00
2024-07-19 12:00
2024-07-19 13:00
2024-07-19 14:00
2024-07-19 15:00
2024-07-19 16:00
2024-07-19 17:00
2024-07-19 18:00
2024-07-19 19:00
2024-07-19 20:00
2024-07-19 21:00
2024-07-19 22:00
2024-07-19 23:00
2024-07-20
2024-07-20 01:00
2024-07-20 02:00
2024-07-20 03:00
2024-07-20 04:00
2024-07-20 05:00
2024-07-20 06:00
2024-07-20 07:00
2024-07-20 08:00
2024-07-20 09:00
2024-07-20 10:00
2024-07-20 11:00
2024-07-20 12:00
2024-07-20 13:00
2024-07-20 14:00
2024-07-20 15:00
2024-07-20 16:00
2024-07-20 17:00
2024-07-20 18:00
2024-07-20 19:00
2024-07-20 20:00
2024-07-20 21:00
2024-07-20 22:00
2024-07-20 23:00
2024-07-21
2024-07-21 01:00
2024-07-21 02:00
2024-07-21 03:00
2024-07-21 04:00
2024-07-21 05:00
2024-07-21 06:00
2024-07-21 07:00
2024-07-21 08:00
2024-07-21 09:00
2024-07-21 10:00
2024-07-21 11:00
2024-07-21 12:00
2024-07-21 13:00
2024-07-21 14:00
2024-07-21 15:00
2024-07-21 16:00
2024-07-21 17:00
2024-07-21 18:00
2024-07-21 19:00
2024-07-21 20:00
2024-07-21 21:00
2024-07-21 22:00
2024-07-21 23:00
2024-07-22
2024-07-22 01:00
2024-07-22 02:00
2024-07-22 03:00
2024-07-22 04:00
2024-07-22 05:00
2024-07-22 06:00
2024-07-22 07:00
2024-07-22 08:00
2024-07-22 09:00
2024-07-22 10:00
2024-07-22 11:00
2024-07-22 12:00
2024-07-22 13:00
2024-07-22 14:00
2024-07-22 15:00
2024-07-22 16:00
2024-07-22 17:00
2024-07-22 18:00
2024-07-22 19:00
2024-07-22 20:00
2024-07-22 21:00
2024-07-22 22:00
2024-07-22 23:00
2024-07-23
2024-07-23 01:00
2024-07-23 02:00
2024-07-23 03:00
2024-07-23 04:00
2024-07-23 05:00
2024-07-23 06:00
2024-07-23 07:00
2024-07-23 08:00
2024-07-23 09:00
2024-07-23 10:00
2024-07-23 11:00
2024-07-23 12:00
2024-07-23 13:00
2024-07-23 14:00
2024-07-23 15:00
2024-07-23 16:00
2024-07-23 17:00
2024-07-23 18:00
2024-07-23 19:00
2024-07-23 20:00
2024-07-23 21:00
2024-07-23 22:00
2024-07-23 23:00
2024-07-24
2024-07-24 01:00
2024-07-24 02:00
2024-07-24 03:00
2024-07-24 04:00
2024-07-24 05:00
2024-07-24 06:00
2024-07-24 07:00
2024-07-24 08:00
2024-07-24 09:00
2024-07-24 10:00
2024-07-24 11:00
2024-07-24 12:00
2024-07-24 13:00
2024-07-24 14:00
2024-07-24 15:00
2024-07-24 16:00
2024-07-24 17:00
2024-07-24 18:00
2024-07-24 19:00
2024-07-24 20:00
2024-07-24 21:00
2024-07-24 22:00
2024-07-24 23:00
2024-07-25
2024-07-25 01:00
2024-07-25 02:00
2024-07-25 03:00
2024-07-25 04:00
2024-07-25 05:00
2024-07-25 06:00
2024-07-25 07:00
2024-07-25 08:00
2024-07-25 09:00
2024-07-25 10:00
2024-07-25 11:00
2024-07-25 12:00
2024-07-25 13:00
2024-07-25 14:00
2024-07-25 15:00
2024-07-25 16:00
2024-07-25 17:00
2024-07-25 18:00
2024-07-25 19:00
2024-07-25 20:00
2024-07-25 21:00
2024-07-25 22:00
2024-07-25 23:00
2024-07-26
2024-07-26 01:00
2024-07-26 02:00
2024-07-26 03:00
2024-07-26 04:00
2024-07-26 05:00
2024-07-26 06:00
2024-07-26 07:00
2024-07-26 08:00
2024-07-26 09:00
2024-07-26 10:00
2024-07-26 11:00
2024-07-26 12:00
2024-07-26 13:00
2024-07-26 14:00
2024-07-26 15:00
2024-07-26 16:00
2024-07-26 17:00
2024-07-26 18:00
2024-07-26 19:00
2024-07-26 20:00
2024-07-26 21:00
2024-07-26 22:00
2024-07-26 23:00
2024-07-27
2024-07-27 01:00
2024-07-27 02:00
2024-07-27 03:00
2024-07-27 04:00
2024-07-27 05:00
2024-07-27 06:00
2024-07-27 07:00
2024-07-27 08:00
2024-07-27 09:00
2024-07-27 10:00
2024-07-27 11:00
2024-07-27 12:00
2024-07-27 13:00
2024-07-27 14:00
2024-07-27 15:00
2024-07-27 16:00
2024-07-27 17:00
2024-07-27 18:00
2024-07-27 19:00
2024-07-27 20:00
2024-07-27 21:00
2024-07-27 22:00
2024-07-27 23:00
2024-07-28
2024-07-28 01:00
2024-07-28 02:00
2024-07-28 03:00
2024-07-28 04:00
2024-07-28 05:00
2024-07-28 06:00
2024-07-28 07:00
2024-07-28 08:00
2024-07-28 09:00
2024-07-28 10:00
2024-07-28 11:00
2024-07-28 12:00
2024-07-28 13:00
2024-07-28 14:00
2024-07-28 15:00
2024-07-28 16:00
2024-07-28 17:00
2024-07-28 18:00
2024-07-28 19:00
2024-07-28 20:00
2024-07-28 21:00
2024-07-28 22:00
2024-07-28 23:00
2024-07-29
2024-07-29 01:00
2024-07-29 02:00
2024-07-29 03:00
2024-07-29 04:00
2024-07-29 05:00
2024-07-29 06:00
2024-07-29 07:00
2024-07-29 08:00
2024-07-29 09:00
2024-07-29 10:00
2024-07-29 11:00
2024-07-29 12:00
2024-07-29 13:00
2024-07-29 14:00
2024-07-29 15:00
2024-07-29 16:00
2024-07-29 17:00
2024-07-29 18:00
2024-07-29 19:00
2024-07-29 20:00
2024-07-29 21:00
2024-07-29 22:00
2024-07-29 23:00
2024-07-30
2024-07-30 01:00
2024-07-30 02:00
2024-07-30 03:00
2024-07-30 04:00
2024-07-30 05:00
2024-07-30 06:00
2024-07-30 07:00
2024-07-30 08:00
2024-07-30 09:00
2024-07-30 10:00
2024-07-30 11:00
2024-07-30 12:00
2024-07-30 13:00
2024-07-30 14:00
2024-07-30 15:00
2024-07-30 16:00
2024-07-30 17:00
2024-07-30 18:00
2024-07-30 19:00
2024-07-30 20:00
2024-07-30 21:00
2024-07-30 22:00
2024-07-30 23:00
2024-07-31
2024-07-31 01:00
2024-07-31 02:00
2024-07-31 03:00
2024-07-31 04:00
2024-07-31 05:00
2024-07-31 06:00
2024-07-31 07:00
2024-07-31 08:00
2024-07-31 09:00
2024-07-31 10:00
2024-07-31 11:00
2024-07-31 12:00
2024-07-31 13:00
2024-07-31 14:00
2024-07-31 15:00
2024-07-31 16:00
2024-07-31 17:00
2024-07-31 18:00
2024-07-31 19:00
2024-07-31 20:00
2024-07-31 21:00
2024-07-31 22:00
2024-07-31 23:00
2024-08-01
2024-08-01 01:00
2024-08-01 02:00
2024-08-01 03:00
2024-08-01 04:00
2024-08-01 05:00
2024-08-01 06:00
2024-08-01 07:00
2024-08-01 08:00
2024-08-01 09:00
2024-08-01 10:00
2024-08-01 11:00
2024-08-01 12:00
2024-08-01 13:00
2024-08-01 14:00
2024-08-01 15:00
2024-08-01 16:00
2024-08-01 17:00
2024-08-01 18:00
2024-08-01 19:00
2024-08-01 20:00
2024-08-01 21:00
2024-08-01 22:00
2024-08-01 23:00
2024-08-02
2024-08-02 01:00
2024-08-02 02:00
2024-08-02 03:00
2024-08-02 04:00
2024-08-02 05:00
2024-08-02 06:00
2024-08-02 07:00
2024-08-02 08:00
2024-08-02 09:00
2024-08-02 10:00
2024-08-02 11:00
2024-08-02 12:00
2024-08-02 13:00
2024-08-02 14:00
2024-08-02 15:00
2024-08-02 16:00
2024-08-02 17:00
2024-08-02 18:00
2024-08-02 19:00
2024-08-02 20:00
2024-08-02 21:00
2024-08-02 22:00
2024-08-02 23:00
2024-08-03
2024-08-03 01:00
2024-08-03 02:00
2024-08-03 03:00
2024-08-03 04:00
2024-08-03 05:00
2024-08-03 06:00
2024-08-03 07:00
2024-08-03 08:00
2024-08-03 09:00
2024-08-03 10:00
2024-08-03 11:00
2024-08-03 12:00
2024-08-03 13:00
2024-08-03 14:00
2024-08-03 15:00
2024-08-03 16:00
2024-08-03 17:00
2024-08-03 18:00
2024-08-03 19:00
2024-08-03 20:00
2024-08-03 21:00
2024-08-03 22:00
2024-08-03 23:00
2024-08-04
2024-08-04 01:00
2024-08-04 02:00
2024-08-04 03:00
2024-08-04 04:00
2024-08-04 05:00
2024-08-04 06:00
2024-08-04 07:00
2024-08-04 08:00
2024-08-04 09:00
2024-08-04 10:00
2024-08-04 11:00
2024-08-04 12:00
2024-08-04 13:00
2024-08-04 14:00
2024-08-04 15:00
2024-08-04 16:00
2024-08-04 17:00
2024-08-04 18:00
2024-08-04 19:00
2024-08-04 20:00
2024-08-04 21:00
2024-08-04 22:00
2024-08-04 23:00
2024-08-05
2024-08-05 01:00
2024-08-05 02:00
2024-08-05 03:00
2024-08-05 04:00
2024-08-05 05:00
2024-08-05 06:00
2024-08-05 07:00
2024-08-05 08:00
2024-08-05 09:00
2024-08-05 10:00
2024-08-05 11:00
2024-08-05 12:00
2024-08-05 13:00
2024-08-05 14:00
2024-08-05 15:00
2024-08-05 16:00
2024-08-05 17:00
2024-08-05 18:00
2024-08-05 19:00
2024-08-05 20:00
2024-08-05 21:00
2024-08-05 22:00
2024-08-05 23:00
2024-08-06
2024-08-06 01:00
2024-08-06 02:00
2024-08-06 03:00
2024-08-06 04:00
2024-08-06 05:00
2024-08-06 06:00
2024-08-06 07:00
2024-08-06 08:00
2024-08-06 09:00
2024-08-06 10:00
2024-08-06 11:00
2024-08-06 12:00
2024-08-06 13:00
2024-08-06 14:00
2024-08-06 15:00
2024-08-06 16:00
2024-08-06 17:00
2024-08-06 18:00
2024-08-06 19:00
2024-08-06 20:00
2024-08-06 21:00
2024-08-06 22:00
2024-08-06 23:00
2024-08-07
2024-08-07 01:00
2024-08-07 02:00
2024-08-07 03:00
2024-08-07 04:00
2024-08-07 05:00
2024-08-07 06:00
2024-08-07 07:00
2024-08-07 08:00
2024-08-07 09:00
2024-08-07 10:00
2024-08-07 11:00
2024-08-07 12:00
2024-08-07 13:00
2024-08-07 14:00
2024-08-07 15:00
2024-08-07 16:00
2024-08-07 17:00
2024-08-07 18:00
2024-08-07 19:00
2024-08-07 20:00
2024-08-07 21:00
2024-08-07 22:00
2024-08-07 23:00
2024-08-08
2024-08-08 01:00
2024-08-08 02:00
2024-08-08 03:00
2024-08-08 04:00
2024-08-08 05:00
2024-08-08 06:00
2024-08-08 07:00
2024-08-08 08:00
2024-08-08 09:00
2024-08-08 10:00
2024-08-08 11:00
2024-08-08 12:00
2024-08-08 13:00
2024-08-08 14:00
2024-08-08 15:00
2024-08-08 16:00
2024-08-08 17:00
2024-08-08 18:00
2024-08-08 19:00
2024-08-08 20:00
2024-08-08 21:00
2024-08-08 22:00
2024-08-08 23:00
2024-08-09
2024-08-09 01:00
2024-08-09 02:00
2024-08-09 03:00
2024-08-09 04:00
2024-08-09 05:00
2024-08-09 06:00
2024-08-09 07:00
2024-08-09 08:00
2024-08-09 09:00
2024-08-09 10:00
2024-08-09 11:00
2024-08-09 12:00
2024-08-09 13:00
2024-08-09 14:00
2024-08-09 15:00
2024-08-09 16:00
2024-08-09 17:00
2024-08-09 18:00
2024-08-09 19:00
2024-08-09 20:00
2024-08-09 21:00
2024-08-09 22:00
2024-08-09 23:00
2024-08-10
2024-08-10 01:00
2024-08-10 02:00
2024-08-10 03:00
2024-08-10 04:00
2024-08-10 05:00
2024-08-10 06:00
2024-08-10 07:00
2024-08-10 08:00
2024-08-10 09:00
2024-08-10 10:00
2024-08-10 11:00
2024-08-10 12:00
2024-08-10 13:00
2024-08-10 14:00
2024-08-10 15:00
2024-08-10 16:00
2024-08-10 17:00
2024-08-10 18:00
2024-08-10 19:00
2024-08-10 20:00
2024-08-10 21:00
2024-08-10 22:00
2024-08-10 23:00
2024-08-11
2024-08-11 01:00
2024-08-11 02:00
2024-08-11 03:00
2024-08-11 04:00
2024-08-11 05:00
2024-08-11 06:00
2024-08-11 07:00
2024-08-11 08:00
2024-08-11 09:00
2024-08-11 10:00
2024-08-11 11:00
2024-08-11 12:00
2024-08-11 13:00
2024-08-11 14:00
2024-08-11 15:00
2024-08-11 16:00
2024-08-11 17:00
2024-08-11 18:00
2024-08-11 19:00
2024-08-11 20:00
2024-08-11 21:00
2024-08-11 22:00
2024-08-11 23:00
2024-08-12
2024-08-12 01:00
2024-08-12 02:00
2024-08-12 03:00
2024-08-12 04:00
2024-08-12 05:00
2024-08-12 06:00
2024-08-12 07:00
2024-08-12 08:00
2024-08-12 09:00
2024-08-12 10:00
2024-08-12 11:00
2024-08-12 12:00
2024-08-12 13:00
2024-08-12 14:00
2024-08-12 15:00
2024-08-12 16:00
2024-08-12 17:00
2024-08-12 18:00
2024-08-12 19:00
2024-08-12 20:00
2024-08-12 21:00
2024-08-12 22:00
2024-08-12 23:00
2024-08-13
2024-08-13 01:00
2024-08-13 02:00
2024-08-13 03:00
2024-08-13 04:00
2024-08-13 05:00
2024-08-13 06:00
2024-08-13 07:00
2024-08-13 08:00
2024-08-13 09:00
2024-08-13 10:00
2024-08-13 11:00
2024-08-13 12:00
2024-08-13 13:00
2024-08-13 14:00
2024-08-13 15:00
2024-08-13 16:00
2024-08-13 17:00
2024-08-13 18:00
2024-08-13 19:00
2024-08-13 20:00
2024-08-13 21:00
2024-08-13 22:00
2024-08-13 23:00
2024-08-14
2024-08-14 01:00
2024-08-14 02:00
2024-08-14 03:00
2024-08-14 04:00
2024-08-14 05:00
2024-08-14 06:00
2024-08-14 07:00
2024-08-14 08:00
2024-08-14 09:00
2024-08-14 10:00
2024-08-14 11:00
2024-08-14 12:00
2024-08-14 13:00
2024-08-14 14:00
2024-08-14 15:00
2024-08-14 16:00
2024-08-14 17:00
2024-08-14 18:00
2024-08-14 19:00
2024-08-14 20:00
2024-08-14 21:00
2024-08-14 22:00
2024-08-14 23:00
2024-08-15
2024-08-15 01:00
2024-08-15 02:00
2024-08-15 03:00
2024-08-15 04:00
2024-08-15 05:00
2024-08-15 06:00
2024-08-15 07:00
2024-08-15 08:00
2024-08-15 09:00
2024-08-15 10:00
2024-08-15 11:00
2024-08-15 12:00
2024-08-15 13:00
2024-08-15 14:00
2024-08-15 15:00
2024-08-15 16:00
2024-08-15 17:00
2024-08-15 18:00
2024-08-15 19:00
2024-08-15 20:00
2024-08-15 21:00
2024-08-15 22:00
2024-08-15 23:00
2024-08-16
2024-08-16 01:00
2024-08-16 02:00
2024-08-16 03:00
2024-08-16 04:00
2024-08-16 05:00
2024-08-16 06:00
2024-08-16 07:00
2024-08-16 08:00
2024-08-16 09:00
2024-08-16 10:00
2024-08-16 11:00
2024-08-16 12:00
2024-08-16 13:00
2024-08-16 14:00
2024-08-16 15:00
2024-08-16 16:00
2024-08-16 17:00
2024-08-16 18:00
2024-08-16 19:00
2024-08-16 20:00
2024-08-16 21:00
2024-08-16 22:00
2024-08-16 23:00
2024-08-17
2024-08-17 01:00
2024-08-17 02:00
2024-08-17 03:00
2024-08-17 04:00
2024-08-17 05:00
2024-08-17 06:00
2024-08-17 07:00
2024-08-17 08:00
2024-08-17 09:00
2024-08-17 10:00
2024-08-17 11:00
2024-08-17 12:00
2024-08-17 13:00
2024-08-17 14:00
2024-08-17 15:00
2024-08-17 16:00
2024-08-17 17:00
2024-08-17 18:00
2024-08-17 19:00
2024-08-17 20:00
2024-08-17 21:00
2024-08-17 22:00
2024-08-17 23:00
2024-08-18
2024-08-18 01:00
2024-08-18 02:00
2024-08-18 03:00
2024-08-18 04:00
2024-08-18 05:00
2024-08-18 06:00
2024-08-18 07:00
2024-08-18 08:00
2024-08-18 09:00
2024-08-18 10:00
2024-08-18 11:00
2024-08-18 12:00
2024-08-18 13:00
2024-08-18 14:00
2024-08-18 15:00
2024-08-18 16:00
2024-08-18 17:00
2024-08-18 18:00
2024-08-18 19:00
2024-08-18 20:00
2024-08-18 21:00
2024-08-18 22:00
2024-08-18 23:00
2024-08-19
2024-08-19 01:00
2024-08-19 02:00
2024-08-19 03:00
2024-08-19 04:00
2024-08-19 05:00
2024-08-19 06:00
2024-08-19 07:00
2024-08-19 08:00
2024-08-19 09:00
2024-08-19 10:00
2024-08-19 11:00
2024-08-19 12:00
2024-08-19 13:00
2024-08-19 14:00
2024-08-19 15:00
2024-08-19 16:00
2024-08-19 17:00
2024-08-19 18:00
2024-08-19 19:00
2024-08-19 20:00
2024-08-19 21:00
2024-08-19 22:00
2024-08-19 23:00
2024-08-20
2024-08-20 01:00
2024-08-20 02:00
2024-08-20 03:00
2024-08-20 04:00
2024-08-20 05:00
2024-08-20 06:00
2024-08-20 07:00
2024-08-20 08:00
2024-08-20 09:00
2024-08-20 10:00
2024-08-20 11:00
2024-08-20 12:00
2024-08-20 13:00
2024-08-20 14:00
2024-08-20 15:00
2024-08-20 16:00
2024-08-20 17:00
2024-08-20 18:00
2024-08-20 19:00
2024-08-20 20:00
2024-08-20 21:00
2024-08-20 22:00
2024-08-20 23:00
2024-08-21
2024-08-21 01:00
2024-08-21 02:00
2024-08-21 03:00
2024-08-21 04:00
2024-08-21 05:00
2024-08-21 06:00
2024-08-21 07:00
2024-08-21 08:00
2024-08-21 09:00
2024-08-21 10:00
2024-08-21 11:00
2024-08-21 12:00
2024-08-21 13:00
2024-08-21 14:00
2024-08-21 15:00
2024-08-21 16:00
2024-08-21 17:00
2024-08-21 18:00
2024-08-21 19:00
2024-08-21 20:00
2024-08-21 21:00
2024-08-21 22:00
2024-08-21 23:00
2024-08-22
2024-08-22 01:00
2024-08-22 02:00
2024-08-22 03:00
2024-08-22 04:00
2024-08-22 05:00
2024-08-22 06:00
2024-08-22 07:00
2024-08-22 08:00
2024-08-22 09:00
2024-08-22 10:00
2024-08-22 11:00
2024-08-22 12:00
2024-08-22 13:00
2024-08-22 14:00
2024-08-22 15:00
2024-08-22 16:00
2024-08-22 17:00
2024-08-22 18:00
2024-08-22 19:00
2024-08-22 20:00
2024-08-22 21:00
2024-08-22 22:00
2024-08-22 23:00
2024-08-23
2024-08-23 01:00
2024-08-23 02:00
2024-08-23 03:00
2024-08-23 04:00
2024-08-23 05:00
2024-08-23 06:00
2024-08-23 07:00
2024-08-23 08:00
2024-08-23 09:00
2024-08-23 10:00
2024-08-23 11:00
2024-08-23 12:00
2024-08-23 13:00
2024-08-23 14:00
2024-08-23 15:00
2024-08-23 16:00
2024-08-23 17:00
2024-08-23 18:00
2024-08-23 19:00
2024-08-23 20:00
2024-08-23 21:00
2024-08-23 22:00
2024-08-23 23:00
2024-08-24
2024-08-24 01:00
2024-08-24 02:00
2024-08-24 03:00
2024-08-24 04:00
2024-08-24 05:00
2024-08-24 06:00
2024-08-24 07:00
2024-08-24 08:00
2024-08-24 09:00
2024-08-24 10:00
2024-08-24 11:00
2024-08-24 12:00
2024-08-24 13:00
2024-08-24 14:00
2024-08-24 15:00
2024-08-24 16:00
2024-08-24 17:00
2024-08-24 18:00
2024-08-24 19:00
2024-08-24 20:00
2024-08-24 21:00
2024-08-24 22:00
2024-08-24 23:00
2024-08-25
2024-08-25 01:00
2024-08-25 02:00
2024-08-25 03:00
2024-08-25 04:00
2024-08-25 05:00
2024-08-25 06:00
2024-08-25 07:00
2024-08-25 08:00
2024-08-25 09:00
2024-08-25 10:00
2024-08-25 11:00
2024-08-25 12:00
2024-08-25 13:00
2024-08-25 14:00
2024-08-25 15:00
2024-08-25 16:00
2024-08-25 17:00
2024-08-25 18:00
2024-08-25 19:00
2024-08-25 20:00
2024-08-25 21:00
2024-08-25 22:00
2024-08-25 23:00
2024-08-26
2024-08-26 01:00
2024-08-26 02:00
2024-08-26 03:00
2024-08-26 04:00
2024-08-26 05:00
2024-08-26 06:00
2024-08-26 07:00
2024-08-26 08:00
2024-08-26 09:00
2024-08-26 10:00
2024-08-26 11:00
2024-08-26 12:00
2024-08-26 13:00
2024-08-26 14:00
2024-08-26 15:00
2024-08-26 16:00
2024-08-26 17:00
2024-08-26 18:00
2024-08-26 19:00
2024-08-26 20:00
2024-08-26 21:00
2024-08-26 22:00
2024-08-26 23:00
2024-08-27
2024-08-27 01:00
2024-08-27 02:00
2024-08-27 03:00
2024-08-27 04:00
2024-08-27 05:00
2024-08-27 06:00
2024-08-27 07:00
2024-08-27 08:00
2024-08-27 09:00
2024-08-27 10:00
2024-08-27 11:00
2024-08-27 12:00
2024-08-27 13:00
2024-08-27 14:00
2024-08-27 15:00
2024-08-27 16:00
2024-08-27 17:00
2024-08-27 18:00
2024-08-27 19:00
2024-08-27 20:00
2024-08-27 21:00
2024-08-27 22:00
2024-08-27 23:00
2024-08-28
2024-08-28 01:00
2024-08-28 02:00
2024-08-28 03:00
2024-08-28 04:00
2024-08-28 05:00
2024-08-28 06:00
2024-08-28 07:00
2024-08-28 08:00
2024-08-28 09:00
2024-08-28 10:00
2024-08-28 11:00
2024-08-28 12:00
2024-08-28 13:00
2024-08-28 14:00
2024-08-28 15:00
2024-08-28 16:00
2024-08-28 17:00
2024-08-28 18:00
2024-08-28 19:00
2024-08-28 20:00
2024-08-28 21:00
2024-08-28 22:00
2024-08-28 23:00
2024-08-29
2024-08-29 01:00
2024-08-29 02:00
2024-08-29 03:00
2024-08-29 04:00
2024-08-29 05:00
2024-08-29 06:00
2024-08-29 07:00
2024-08-29 08:00
2024-08-29 09:00
2024-08-29 10:00
2024-08-29 11:00
2024-08-29 12:00
2024-08-29 13:00
2024-08-29 14:00
2024-08-29 15:00
2024-08-29 16:00
2024-08-29 17:00
2024-08-29 18:00
2024-08-29 19:00
2024-08-29 20:00
2024-08-29 21:00
2024-08-29 22:00
2024-08-29 23:00
2024-08-30
2024-08-30 01:00
2024-08-30 02:00
2024-08-30 03:00
2024-08-30 04:00
2024-08-30 05:00
2024-08-30 06:00
2024-08-30 07:00
2024-08-30 08:00
2024-08-30 09:00
2024-08-30 10:00
2024-08-30 11:00
2024-08-30 12:00
2024-08-30 13:00
2024-08-30 14:00
2024-08-30 15:00
2024-08-30 16:00
2024-08-30 17:00
2024-08-30 18:00
2024-08-30 19:00
2024-08-30 20:00
2024-08-30 21:00
2024-08-30 22:00
2024-08-30 23:00
2024-08-31
2024-08-31 01:00
2024-08-31 02:00
2024-08-31 03:00
2024-08-31 04:00
2024-08-31 05:00
2024-08-31 06:00
2024-08-31 07:00
2024-08-31 08:00
2024-08-31 09:00
2024-08-31 10:00
2024-08-31 11:00
2024-08-31 12:00
2024-08-31 13:00
2024-08-31 14:00
2024-08-31 15:00
2024-08-31 16:00
2024-08-31 17:00
2024-08-31 18:00
2024-08-31 19:00
2024-08-31 20:00
2024-08-31 21:00
2024-08-31 22:00
2024-08-31 23:00
2024-09-01
2024-09-01 01:00
2024-09-01 02:00
2024-09-01 03:00
2024-09-01 04:00
2024-09-01 05:00
2024-09-01 06:00
2024-09-01 07:00
2024-09-01 08:00
2024-09-01 09:00
2024-09-01 10:00
2024-09-01 11:00
2024-09-01 12:00
2024-09-01 13:00
2024-09-01 14:00
2024-09-01 15:00
2024-09-01 16:00
2024-09-01 17:00
2024-09-01 18:00
2024-09-01 19:00
2024-09-01 20:00
2024-09-01 21:00
2024-09-01 22:00
2024-09-01 23:00
2024-09-02
2024-09-02 01:00
2024-09-02 02:00
2024-09-02 03:00
2024-09-02 04:00
2024-09-02 05:00
2024-09-02 06:00
2024-09-02 07:00
2024-09-02 08:00
2024-09-02 09:00
2024-09-02 10:00
2024-09-02 11:00
2024-09-02 12:00
2024-09-02 13:00
2024-09-02 14:00
2024-09-02 15:00
2024-09-02 16:00
2024-09-02 17:00
2024-09-02 18:00
2024-09-02 19:00
2024-09-02 20:00
2024-09-02 21:00
2024-09-02 22:00
2024-09-02 23:00
2024-09-03
2024-09-03 01:00
2024-09-03 02:00
2024-09-03 03:00
2024-09-03 04:00
2024-09-03 05:00
2024-09-03 06:00
2024-09-03 07:00
2024-09-03 08:00
2024-09-03 09:00
2024-09-03 10:00
2024-09-03 11:00
2024-09-03 12:00
2024-09-03 13:00
2024-09-03 14:00
2024-09-03 15:00
2024-09-03 16:00
2024-09-03 17:00
2024-09-03 18:00
2024-09-03 19:00
2024-09-03 20:00
2024-09-03 21:00
2024-09-03 22:00
2024-09-03 23:00
2024-09-04
2024-09-04 01:00
2024-09-04 02:00
2024-09-04 03:00
2024-09-04 04:00
2024-09-04 05:00
2024-09-04 06:00
2024-09-04 07:00
2024-09-04 08:00
2024-09-04 09:00
2024-09-04 10:00
2024-09-04 11:00
2024-09-04 12:00
2024-09-04 13:00
2024-09-04 14:00
2024-09-04 15:00
2024-09-04 16:00
2024-09-04 17:00
2024-09-04 18:00
2024-09-04 19:00
2024-09-04 20:00
2024-09-04 21:00
2024-09-04 22:00
2024-09-04 23:00
2024-09-05
2024-09-05 01:00
2024-09-05 02:00
2024-09-05 03:00
2024-09-05 04:00
2024-09-05 05:00
2024-09-05 06:00
2024-09-05 07:00
2024-09-05 08:00
2024-09-05 09:00
2024-09-05 10:00
2024-09-05 11:00
2024-09-05 12:00
2024-09-05 13:00
2024-09-05 14:00
2024-09-05 15:00
2024-09-05 16:00
2024-09-05 17:00
2024-09-05 18:00
2024-09-05 19:00
2024-09-05 20:00
2024-09-05 21:00
2024-09-05 22:00
2024-09-05 23:00
2024-09-06
2024-09-06 01:00
2024-09-06 02:00
2024-09-06 03:00
2024-09-06 04:00
2024-09-06 05:00
2024-09-06 06:00
2024-09-06 07:00
2024-09-06 08:00
2024-09-06 09:00
2024-09-06 10:00
2024-09-06 11:00
2024-09-06 12:00
2024-09-06 13:00
2024-09-06 14:00
2024-09-06 15:00
2024-09-06 16:00
2024-09-06 17:00
2024-09-06 18:00
2024-09-06 19:00
2024-09-06 20:00
2024-09-06 21:00
2024-09-06 22:00
2024-09-06 23:00
2024-09-07
2024-09-07 01:00
2024-09-07 02:00
2024-09-07 03:00
2024-09-07 04:00
2024-09-07 05:00
2024-09-07 06:00
2024-09-07 07:00
2024-09-07 08:00
2024-09-07 09:00
2024-09-07 10:00
2024-09-07 11:00
2024-09-07 12:00
2024-09-07 13:00
2024-09-07 14:00
2024-09-07 15:00
2024-09-07 16:00
2024-09-07 17:00
2024-09-07 18:00
2024-09-07 19:00
2024-09-07 20:00
2024-09-07 21:00
2024-09-07 22:00
2024-09-07 23:00
2024-09-08
2024-09-08 01:00
2024-09-08 02:00
2024-09-08 03:00
2024-09-08 04:00
2024-09-08 05:00
2024-09-08 06:00
2024-09-08 07:00
2024-09-08 08:00
2024-09-08 09:00
2024-09-08 10:00
2024-09-08 11:00
2024-09-08 12:00
2024-09-08 13:00
2024-09-08 14:00
2024-09-08 15:00
2024-09-08 16:00
2024-09-08 17:00
2024-09-08 18:00
2024-09-08 19:00
2024-09-08 20:00
2024-09-08 21:00
2024-09-08 22:00
2024-09-08 23:00
2024-09-09
2024-09-09 01:00
2024-09-09 02:00
2024-09-09 03:00
2024-09-09 04:00
2024-09-09 05:00
2024-09-09 06:00
2024-09-09 07:00
2024-09-09 08:00
2024-09-09 09:00
2024-09-09 10:00
2024-09-09 11:00
2024-09-09 12:00
2024-09-09 13:00
2024-09-09 14:00
2024-09-09 15:00
2024-09-09 16:00
2024-09-09 17:00
2024-09-09 18:00
2024-09-09 19:00
2024-09-09 20:00
2024-09-09 21:00
2024-09-09 22:00
2024-09-09 23:00
2024-09-10
2024-09-10 01:00
2024-09-10 02:00
2024-09-10 03:00
2024-09-10 04:00
2024-09-10 05:00
2024-09-10 06:00
2024-09-10 07:00
2024-09-10 08:00
2024-09-10 09:00
2024-09-10 10:00
2024-09-10 11:00
2024-09-10 12:00
2024-09-10 13:00
2024-09-10 14:00
2024-09-10 15:00
2024-09-10 16:00
2024-09-10 17:00
2024-09-10 18:00
2024-09-10 19:00
2024-09-10 20:00
2024-09-10 21:00
2024-09-10 22:00
2024-09-10 23:00
2024-09-11
2024-09-11 01:00
2024-09-11 02:00
2024-09-11 03:00
2024-09-11 04:00
2024-09-11 05:00
2024-09-11 06:00
2024-09-11 07:00
2024-09-11 08:00
2024-09-11 09:00
2024-09-11 10:00
2024-09-11 11:00
2024-09-11 12:00
2024-09-11 13:00
2024-09-11 14:00
2024-09-11 15:00
2024-09-11 16:00
2024-09-11 17:00
2024-09-11 18:00
2024-09-11 19:00
2024-09-11 20:00
2024-09-11 21:00
2024-09-11 22:00
2024-09-11 23:00
2024-09-12
2024-09-12 01:00
2024-09-12 02:00
2024-09-12 03:00
2024-09-12 04:00
2024-09-12 05:00
2024-09-12 06:00
2024-09-12 07:00
2024-09-12 08:00
2024-09-12 09:00
2024-09-12 10:00
2024-09-12 11:00
2024-09-12 12:00
2024-09-12 13:00
2024-09-12 14:00
2024-09-12 15:00
2024-09-12 16:00
2024-09-12 17:00
2024-09-12 18:00
2024-09-12 19:00
2024-09-12 20:00
2024-09-12 21:00
2024-09-12 22:00
2024-09-12 23:00
2024-09-13
2024-09-13 01:00
2024-09-13 02:00
2024-09-13 03:00
2024-09-13 04:00
2024-09-13 05:00
2024-09-13 06:00
2024-09-13 07:00
2024-09-13 08:00
2024-09-13 09:00
2024-09-13 10:00
2024-09-13 11:00
2024-09-13 12:00
2024-09-13 13:00
2024-09-13 14:00
2024-09-13 15:00
2024-09-13 16:00
2024-09-13 17:00
2024-09-13 18:00
2024-09-13 19:00
2024-09-13 20:00
2024-09-13 21:00
2024-09-13 22:00
2024-09-13 23:00
2024-09-14
2024-09-14 01:00
2024-09-14 02:00
2024-09-14 03:00
2024-09-14 04:00
2024-09-14 05:00
2024-09-14 06:00
2024-09-14 07:00
2024-09-14 08:00
2024-09-14 09:00
2024-09-14 10:00
2024-09-14 11:00
2024-09-14 12:00
2024-09-14 13:00
2024-09-14 14:00
2024-09-14 15:00
2024-09-14 16:00
2024-09-14 17:00
2024-09-14 18:00
2024-09-14 19:00
2024-09-14 20:00
2024-09-14 21:00
2024-09-14 22:00
2024-09-14 23:00
2024-09-15
2024-09-15 01:00
2024-09-15 02:00
2024-09-15 03:00
2024-09-15 04:00
2024-09-15 05:00
2024-09-15 06:00
2024-09-15 07:00
2024-09-15 08:00
2024-09-15 09:00
2024-09-15 10:00
2024-09-15 11:00
2024-09-15 12:00
2024-09-15 13:00
2024-09-15 14:00
2024-09-15 15:00
2024-09-15 16:00
2024-09-15 17:00
2024-09-15 18:00
2024-09-15 19:00
2024-09-15 20:00
2024-09-15 21:00
2024-09-15 22:00
2024-09-15 23:00
2024-09-16
2024-09-16 01:00
2024-09-16 02:00
2024-09-16 03:00
2024-09-16 04:00
2024-09-16 05:00
2024-09-16 06:00
2024-09-16 07:00
2024-09-16 08:00
2024-09-16 09:00
2024-09-16 10:00
2024-09-16 11:00
2024-09-16 12:00
2024-09-16 13:00
2024-09-16 14:00
2024-09-16 15:00
2024-09-16 16:00
2024-09-16 17:00
2024-09-16 18:00
2024-09-16 19:00
2024-09-16 20:00
2024-09-16 21:00
2024-09-16 22:00
2024-09-16 23:00
2024-09-17
2024-09-17 01:00
2024-09-17 02:00
2024-09-17 03:00
2024-09-17 04:00
2024-09-17 05:00
2024-09-17 06:00
2024-09-17 07:00
2024-09-17 08:00
2024-09-17 09:00
2024-09-17 10:00
2024-09-17 11:00
2024-09-17 12:00
2024-09-17 13:00
2024-09-17 14:00
2024-09-17 15:00
2024-09-17 16:00
2024-09-17 17:00
2024-09-17 18:00
2024-09-17 19:00
2024-09-17 20:00
2024-09-17 21:00
2024-09-17 22:00
2024-09-17 23:00
2024-09-18
2024-09-18 01:00
2024-09-18 02:00
2024-09-18 03:00
2024-09-18 04:00
2024-09-18 05:00
2024-09-18 06:00
2024-09-18 07:00
2024-09-18 08:00
2024-09-18 09:00
2024-09-18 10:00
2024-09-18 11:00
2024-09-18 12:00
2024-09-18 13:00
2024-09-18 14:00
2024-09-18 15:00
2024-09-18 16:00
2024-09-18 17:00
2024-09-18 18:00
2024-09-18 19:00
2024-09-18 20:00
2024-09-18 21:00
2024-09-18 22:00
2024-09-18 23:00
2024-09-19
2024-09-19 01:00
2024-09-19 02:00
2024-09-19 03:00
2024-09-19 04:00
2024-09-19 05:00
2024-09-19 06:00
2024-09-19 07:00
2024-09-19 08:00
2024-09-19 09:00
2024-09-19 10:00
2024-09-19 11:00
2024-09-19 12:00
2024-09-19 13:00
2024-09-19 14:00
2024-09-19 15:00
2024-09-19 16:00
2024-09-19 17:00
2024-09-19 18:00
2024-09-19 19:00
2024-09-19 20:00
2024-09-19 21:00
2024-09-19 22:00
2024-09-19 23:00
2024-09-20
2024-09-20 01:00
2024-09-20 02:00
2024-09-20 03:00
2024-09-20 04:00
2024-09-20 05:00
2024-09-20 06:00
2024-09-20 07:00
2024-09-20 08:00
2024-09-20 09:00
2024-09-20 10:00
2024-09-20 11:00
2024-09-20 12:00
2024-09-20 13:00
2024-09-20 14:00
2024-09-20 15:00
2024-09-20 16:00
2024-09-20 17:00
2024-09-20 18:00
2024-09-20 19:00
2024-09-20 20:00
2024-09-20 21:00
2024-09-20 22:00
2024-09-20 23:00
2024-09-21
2024-09-21 01:00
2024-09-21 02:00
2024-09-21 03:00
2024-09-21 04:00
2024-09-21 05:00
2024-09-21 06:00
2024-09-21 07:00
2024-09-21 08:00
2024-09-21 09:00
2024-09-21 10:00
2024-09-21 11:00
2024-09-21 12:00
2024-09-21 13:00
2024-09-21 14:00
2024-09-21 15:00
2024-09-21 16:00
2024-09-21 17:00
2024-09-21 18:00
2024-09-21 19:00
2024-09-21 20:00
2024-09-21 21:00
2024-09-21 22:00
2024-09-21 23:00
2024-09-22
2024-09-22 01:00
2024-09-22 02:00
2024-09-22 03:00
2024-09-22 04:00
2024-09-22 05:00
2024-09-22 06:00
2024-09-22 07:00
2024-09-22 08:00
2024-09-22 09:00
2024-09-22 10:00
2024-09-22 11:00
2024-09-22 12:00
2024-09-22 13:00
2024-09-22 14:00
2024-09-22 15:00
2024-09-22 16:00
2024-09-22 17:00
2024-09-22 18:00
2024-09-22 19:00
2024-09-22 20:00
2024-09-22 21:00
2024-09-22 22:00
2024-09-22 23:00
2024-09-23
2024-09-23 01:00
2024-09-23 02:00
2024-09-23 03:00
2024-09-23 04:00
2024-09-23 05:00
2024-09-23 06:00
2024-09-23 07:00
2024-09-23 08:00
2024-09-23 09:00
2024-09-23 10:00
2024-09-23 11:00
2024-09-23 12:00
2024-09-23 13:00
2024-09-23 14:00
2024-09-23 15:00
2024-09-23 16:00
2024-09-23 17:00
2024-09-23 18:00
2024-09-23 19:00
2024-09-23 20:00
2024-09-23 21:00
2024-09-23 22:00
2024-09-23 23:00
2024-09-24
2024-09-24 01:00
2024-09-24 02:00
2024-09-24 03:00
2024-09-24 04:00
2024-09-24 05:00
2024-09-24 06:00
2024-09-24 07:00
2024-09-24 08:00
2024-09-24 09:00
2024-09-24 10:00
2024-09-24 11:00
2024-09-24 12:00
2024-09-24 13:00
2024-09-24 14:00
2024-09-24 15:00
2024-09-24 16:00
2024-09-24 17:00
2024-09-24 18:00
2024-09-24 19:00
2024-09-24 20:00
2024-09-24 21:00
2024-09-24 22:00
2024-09-24 23:00
2024-09-25
2024-09-25 01:00
2024-09-25 02:00
2024-09-25 03:00
2024-09-25 04:00
2024-09-25 05:00
2024-09-25 06:00
2024-09-25 07:00
2024-09-25 08:00
2024-09-25 09:00
2024-09-25 10:00
2024-09-25 11:00
2024-09-25 12:00
2024-09-25 13:00
2024-09-25 14:00
2024-09-25 15:00
2024-09-25 16:00
2024-09-25 17:00
2024-09-25 18:00
2024-09-25 19:00
2024-09-25 20:00
2024-09-25 21:00
2024-09-25 22:00
2024-09-25 23:00
2024-09-26
2024-09-26 01:00
2024-09-26 02:00
2024-09-26 03:00
2024-09-26 04:00
2024-09-26 05:00
2024-09-26 06:00
2024-09-26 07:00
2024-09-26 08:00
2024-09-26 09:00
2024-09-26 10:00
2024-09-26 11:00
2024-09-26 12:00
2024-09-26 13:00
2024-09-26 14:00
2024-09-26 15:00
2024-09-26 16:00
2024-09-26 17:00
2024-09-26 18:00
2024-09-26 19:00
2024-09-26 20:00
2024-09-26 21:00
2024-09-26 22:00
2024-09-26 23:00
2024-09-27
2024-09-27 01:00
2024-09-27 02:00
2024-09-27 03:00
2024-09-27 04:00
2024-09-27 05:00
2024-09-27 06:00
2024-09-27 07:00
2024-09-27 08:00
2024-09-27 09:00
2024-09-27 10:00
2024-09-27 11:00
2024-09-27 12:00
2024-09-27 13:00
2024-09-27 14:00
2024-09-27 15:00
2024-09-27 16:00
2024-09-27 17:00
2024-09-27 18:00
2024-09-27 19:00
2024-09-27 20:00
2024-09-27 21:00
2024-09-27 22:00
2024-09-27 23:00
2024-09-28
2024-09-28 01:00
2024-09-28 02:00
2024-09-28 03:00
2024-09-28 04:00
2024-09-28 05:00
2024-09-28 06:00
2024-09-28 07:00
2024-09-28 08:00
2024-09-28 09:00
2024-09-28 10:00
2024-09-28 11:00
2024-09-28 12:00
2024-09-28 13:00
2024-09-28 14:00
2024-09-28 15:00
2024-09-28 16:00
2024-09-28 17:00
2024-09-28 18:00
2024-09-28 19:00
2024-09-28 20:00
2024-09-28 21:00
2024-09-28 22:00
2024-09-28 23:00
2024-09-29
2024-09-29 01:00
2024-09-29 02:00
2024-09-29 03:00
2024-09-29 04:00
2024-09-29 05:00
2024-09-29 06:00
2024-09-29 07:00
2024-09-29 08:00
2024-09-29 09:00
2024-09-29 10:00
2024-09-29 11:00
2024-09-29 12:00
2024-09-29 13:00
2024-09-29 14:00
2024-09-29 15:00
2024-09-29 16:00
2024-09-29 17:00
2024-09-29 18:00
2024-09-29 19:00
2024-09-29 20:00
2024-09-29 21:00
2024-09-29 22:00
2024-09-29 23:00
2024-09-30
2024-09-30 01:00
2024-09-30 02:00
2024-09-30 03:00
2024-09-30 04:00
2024-09-30 05:00
2024-09-30 06:00
2024-09-30 07:00
2024-09-30 08:00
2024-09-30 09:00
2024-09-30 10:00
2024-09-30 11:00
2024-09-30 12:00
2024-09-30 13:00
2024-09-30 14:00
2024-09-30 15:00
2024-09-30 16:00
2024-09-30 17:00
2024-09-30 18:00
2024-09-30 19:00
2024-09-30 20:00
2024-09-30 21:00
2024-09-30 22:00
2024-09-30 23:00
2024-10-01
2024-10-01 01:00
2024-10-01 02:00
2024-10-01 03:00
2024-10-01 04:00
2024-10-01 05:00
2024-10-01 06:00
2024-10-01 07:00
2024-10-01 08:00
2024-10-01 09:00
2024-10-01 10:00
2024-10-01 11:00
2024-10-01 12:00
2024-10-01 13:00
2024-10-01 14:00
2024-10-01 15:00
2024-10-01 16:00
2024-10-01 17:00
2024-10-01 18:00
2024-10-01 19:00
2024-10-01 20:00
2024-10-01 21:00
2024-10-01 22:00
2024-10-01 23:00
2024-10-02
2024-10-02 01:00
2024-10-02 02:00
2024-10-02 03:00
2024-10-02 04:00
2024-10-02 05:00
2024-10-02 06:00
2024-10-02 07:00
2024-10-02 08:00
2024-10-02 09:00
2024-10-02 10:00
2024-10-02 11:00
2024-10-02 12:00
2024-10-02 13:00
2024-10-02 14:00
2024-10-02 15:00
2024-10-02 16:00
2024-10-02 17:00
2024-10-02 18:00
2024-10-02 19:00
2024-10-02 20:00
2024-10-02 21:00
2024-10-02 22:00
2024-10-02 23:00
2024-10-03
2024-10-03 01:00
2024-10-03 02:00
2024-10-03 03:00
2024-10-03 04:00
2024-10-03 05:00
2024-10-03 06:00
2024-10-03 07:00
2024-10-03 08:00
2024-10-03 09:00
2024-10-03 10:00
2024-10-03 11:00
2024-10-03 12:00
2024-10-03 13:00
2024-10-03 14:00
2024-10-03 15:00
2024-10-03 16:00
2024-10-03 17:00
2024-10-03 18:00
2024-10-03 19:00
2024-10-03 20:00
2024-10-03 21:00
2024-10-03 22:00
2024-10-03 23:00
2024-10-04
2024-10-04 01:00
2024-10-04 02:00
2024-10-04 03:00
2024-10-04 04:00
2024-10-04 05:00
2024-10-04 06:00
2024-10-04 07:00
2024-10-04 08:00
2024-10-04 09:00
2024-10-04 10:00
2024-10-04 11:00
2024-10-04 12:00
2024-10-04 13:00
2024-10-04 14:00
2024-10-04 15:00
2024-10-04 16:00
2024-10-04 17:00
2024-10-04 18:00
2024-10-04 19:00
2024-10-04 20:00
2024-10-04 21:00
2024-10-04 22:00
2024-10-04 23:00
2024-10-05
2024-10-05 01:00
2024-10-05 02:00
2024-10-05 03:00
2024-10-05 04:00
2024-10-05 05:00
2024-10-05 06:00
2024-10-05 07:00
2024-10-05 08:00
2024-10-05 09:00
2024-10-05 10:00
2024-10-05 11:00
2024-10-05 12:00
2024-10-05 13:00
2024-10-05 14:00
2024-10-05 15:00
2024-10-05 16:00
2024-10-05 17:00
2024-10-05 18:00
2024-10-05 19:00
2024-10-05 20:00
2024-10-05 21:00
2024-10-05 22:00
2024-10-05 23:00
2024-10-06
2024-10-06 01:00
2024-10-06 02:00
2024-10-06 03:00
2024-10-06 04:00
2024-10-06 05:00
2024-10-06 06:00
2024-10-06 07:00
2024-10-06 08:00
2024-10-06 09:00
2024-10-06 10:00
2024-10-06 11:00
2024-10-06 12:00
2024-10-06 13:00
2024-10-06 14:00
2024-10-06 15:00
2024-10-06 16:00
2024-10-06 17:00
2024-10-06 18:00
2024-10-06 19:00
2024-10-06 20:00
2024-10-06 21:00
2024-10-06 22:00
2024-10-06 23:00
2024-10-07
2024-10-07 01:00
2024-10-07 02:00
2024-10-07 03:00
2024-10-07 04:00
2024-10-07 05:00
2024-10-07 06:00
2024-10-07 07:00
2024-10-07 08:00
2024-10-07 09:00
2024-10-07 10:00
2024-10-07 11:00
2024-10-07 12:00
2024-10-07 13:00
2024-10-07 14:00
2024-10-07 15:00
2024-10-07 16:00
2024-10-07 17:00
2024-10-07 18:00
2024-10-07 19:00
2024-10-07 20:00
2024-10-07 21:00
2024-10-07 22:00
2024-10-07 23:00
2024-10-08
2024-10-08 01:00
2024-10-08 02:00
2024-10-08 03:00
2024-10-08 04:00
2024-10-08 05:00
2024-10-08 06:00
2024-10-08 07:00
2024-10-08 08:00
2024-10-08 09:00
2024-10-08 10:00
2024-10-08 11:00
2024-10-08 12:00
2024-10-08 13:00
2024-10-08 14:00
2024-10-08 15:00
2024-10-08 16:00
2024-10-08 17:00
2024-10-08 18:00
2024-10-08 19:00
2024-10-08 20:00
2024-10-08 21:00
2024-10-08 22:00
2024-10-08 23:00
2024-10-09
2024-10-09 01:00
2024-10-09 02:00
2024-10-09 03:00
2024-10-09 04:00
2024-10-09 05:00
2024-10-09 06:00
2024-10-09 07:00
2024-10-09 08:00
2024-10-09 09:00
2024-10-09 10:00
2024-10-09 11:00
2024-10-09 12:00
2024-10-09 13:00
2024-10-09 14:00
2024-10-09 15:00
2024-10-09 16:00
2024-10-09 17:00
2024-10-09 18:00
2024-10-09 19:00
2024-10-09 20:00
2024-10-09 21:00
2024-10-09 22:00
2024-10-09 23:00
2024-10-10
2024-10-10 01:00
2024-10-10 02:00
2024-10-10 03:00
2024-10-10 04:00
2024-10-10 05:00
2024-10-10 06:00
2024-10-10 07:00
2024-10-10 08:00
2024-10-10 09:00
2024-10-10 10:00
2024-10-10 11:00
2024-10-10 12:00
2024-10-10 13:00
2024-10-10 14:00
2024-10-10 15:00
2024-10-10 16:00
2024-10-10 17:00
2024-10-10 18:00
2024-10-10 19:00
2024-10-10 20:00
2024-10-10 21:00
2024-10-10 22:00
2024-10-10 23:00
2024-10-11
2024-10-11 01:00
2024-10-11 02:00
2024-10-11 03:00
2024-10-11 04:00
2024-10-11 05:00
2024-10-11 06:00
2024-10-11 07:00
2024-10-11 08:00
2024-10-11 09:00
2024-10-11 10:00
2024-10-11 11:00
2024-10-11 12:00
2024-10-11 13:00
2024-10-11 14:00
2024-10-11 15:00
2024-10-11 16:00
2024-10-11 17:00
2024-10-11 18:00
2024-10-11 19:00
2024-10-11 20:00
2024-10-11 21:00
2024-10-11 22:00
2024-10-11 23:00
2024-10-12
2024-10-12 01:00
2024-10-12 02:00
2024-10-12 03:00
2024-10-12 04:00
2024-10-12 05:00
2024-10-12 06:00
2024-10-12 07:00
2024-10-12 08:00
2024-10-12 09:00
2024-10-12 10:00
2024-10-12 11:00
2024-10-12 12:00
2024-10-12 13:00
2024-10-12 14:00
2024-10-12 15:00
2024-10-12 16:00
2024-10-12 17:00
2024-10-12 18:00
2024-10-12 19:00
2024-10-12 20:00
2024-10-12 21:00
2024-10-12 22:00
2024-10-12 23:00
2024-10-13
2024-10-13 01:00
2024-10-13 02:00
2024-10-13 03:00
2024-10-13 04:00
2024-10-13 05:00
2024-10-13 06:00
2024-10-13 07:00
2024-10-13 08:00
2024-10-13 09:00
2024-10-13 10:00
2024-10-13 11:00
2024-10-13 12:00
2024-10-13 13:00
2024-10-13 14:00
2024-10-13 15:00
2024-10-13 16:00
2024-10-13 17:00
2024-10-13 18:00
2024-10-13 19:00
2024-10-13 20:00
2024-10-13 21:00
2024-10-13 22:00
2024-10-13 23:00
2024-10-14
2024-10-14 01:00
2024-10-14 02:00
2024-10-14 03:00
2024-10-14 04:00
2024-10-14 05:00
2024-10-14 06:00
2024-10-14 07:00
2024-10-14 08:00
2024-10-14 09:00
2024-10-14 10:00
2024-10-14 11:00
2024-10-14 12:00
2024-10-14 13:00
2024-10-14 14:00
2024-10-14 15:00
2024-10-14 16:00
2024-10-14 17:00
2024-10-14 18:00
2024-10-14 19:00
2024-10-14 20:00
2024-10-14 21:00
2024-10-14 22:00
2024-10-14 23:00
2024-10-15
2024-10-15 01:00
2024-10-15 02:00
2024-10-15 03:00
2024-10-15 04:00
2024-10-15 05:00
2024-10-15 06:00
2024-10-15 07:00
2024-10-15 08:00
2024-10-15 09:00
2024-10-15 10:00
2024-10-15 11:00
2024-10-15 12:00
2024-10-15 13:00
2024-10-15 14:00
2024-10-15 15:00
2024-10-15 16:00
2024-10-15 17:00
2024-10-15 18:00
2024-10-15 19:00
2024-10-15 20:00
2024-10-15 21:00
2024-10-15 22:00
2024-10-15 23:00
2024-10-16
2024-10-16 01:00
2024-10-16 02:00
2024-10-16 03:00
2024-10-16 04:00
2024-10-16 05:00
2024-10-16 06:00
2024-10-16 07:00
2024-10-16 08:00
2024-10-16 09:00
2024-10-16 10:00
2024-10-16 11:00
2024-10-16 12:00
2024-10-16 13:00
2024-10-16 14:00
2024-10-16 15:00
2024-10-16 16:00
2024-10-16 17:00
2024-10-16 18:00
2024-10-16 19:00
2024-10-16 20:00
2024-10-16 21:00
2024-10-16 22:00
2024-10-16 23:00
2024-10-17
2024-10-17 01:00
2024-10-17 02:00
2024-10-17 03:00
2024-10-17 04:00
2024-10-17 05:00
2024-10-17 06:00
2024-10-17 07:00
2024-10-17 08:00
2024-10-17 09:00
2024-10-17 10:00
2024-10-17 11:00
2024-10-17 12:00
2024-10-17 13:00
2024-10-17 14:00
2024-10-17 15:00
2024-10-17 16:00
2024-10-17 17:00
2024-10-17 18:00
2024-10-17 19:00
2024-10-17 20:00
2024-10-17 21:00
2024-10-17 22:00
2024-10-17 23:00
2024-10-18
2024-10-18 01:00
2024-10-18 02:00
2024-10-18 03:00
2024-10-18 04:00
2024-10-18 05:00
2024-10-18 06:00
2024-10-18 07:00
2024-10-18 08:00
2024-10-18 09:00
2024-10-18 10:00
2024-10-18 11:00
2024-10-18 12:00
2024-10-18 13:00
2024-10-18 14:00
2024-10-18 15:00
2024-10-18 16:00
2024-10-18 17:00
2024-10-18 18:00
2024-10-18 19:00
2024-10-18 20:00
2024-10-18 21:00
2024-10-18 22:00
2024-10-18 23:00
2024-10-19
2024-10-19 01:00
2024-10-19 02:00
2024-10-19 03:00
2024-10-19 04:00
2024-10-19 05:00
2024-10-19 06:00
2024-10-19 07:00
2024-10-19 08:00
2024-10-19 09:00
2024-10-19 10:00
2024-10-19 11:00
2024-10-19 12:00
2024-10-19 13:00
2024-10-19 14:00
2024-10-19 15:00
2024-10-19 16:00
2024-10-19 17:00
2024-10-19 18:00
2024-10-19 19:00
2024-10-19 20:00
2024-10-19 21:00
2024-10-19 22:00
2024-10-19 23:00
2024-10-20
2024-10-20 01:00
2024-10-20 02:00
2024-10-20 03:00
2024-10-20 04:00
2024-10-20 05:00
2024-10-20 06:00
2024-10-20 07:00
2024-10-20 08:00
2024-10-20 09:00
2024-10-20 10:00
2024-10-20 11:00
2024-10-20 12:00
2024-10-20 13:00
2024-10-20 14:00
2024-10-20 15:00
2024-10-20 16:00
2024-10-20 17:00
2024-10-20 18:00
2024-10-20 19:00
2024-10-20 20:00
2024-10-20 21:00
2024-10-20 22:00
2024-10-20 23:00
2024-10-21
2024-10-21 01:00
2024-10-21 02:00
2024-10-21 03:00
2024-10-21 04:00
2024-10-21 05:00
2024-10-21 06:00
2024-10-21 07:00
2024-10-21 08:00
2024-10-21 09:00
2024-10-21 10:00
2024-10-21 11:00
2024-10-21 12:00
2024-10-21 13:00
2024-10-21 14:00
2024-10-21 15:00
2024-10-21 16:00
2024-10-21 17:00
2024-10-21 18:00
2024-10-21 19:00
2024-10-21 20:00
2024-10-21 21:00
2024-10-21 22:00
2024-10-21 23:00
2024-10-22
2024-10-22 01:00
2024-10-22 02:00
2024-10-22 03:00
2024-10-22 04:00
2024-10-22 05:00
2024-10-22 06:00
2024-10-22 07:00
2024-10-22 08:00
2024-10-22 09:00
2024-10-22 10:00
2024-10-22 11:00
2024-10-22 12:00
2024-10-22 13:00
2024-10-22 14:00
2024-10-22 15:00
2024-10-22 16:00
2024-10-22 17:00
2024-10-22 18:00
2024-10-22 19:00
2024-10-22 20:00
2024-10-22 21:00
2024-10-22 22:00
2024-10-22 23:00
2024-10-23
2024-10-23 01:00
2024-10-23 02:00
2024-10-23 03:00
2024-10-23 04:00
2024-10-23 05:00
2024-10-23 06:00
2024-10-23 07:00
2024-10-23 08:00
2024-10-23 09:00
2024-10-23 10:00
2024-10-23 11:00
2024-10-23 12:00
2024-10-23 13:00
2024-10-23 14:00
2024-10-23 15:00
2024-10-23 16:00
2024-10-23 17:00
2024-10-23 18:00
2024-10-23 19:00
2024-10-23 20:00
2024-10-23 21:00
2024-10-23 22:00
2024-10-23 23:00
2024-10-24
2024-10-24 01:00
2024-10-24 02:00
2024-10-24 03:00
2024-10-24 04:00
2024-10-24 05:00
2024-10-24 06:00
2024-10-24 07:00
2024-10-24 08:00
2024-10-24 09:00
2024-10-24 10:00
2024-10-24 11:00
2024-10-24 12:00
2024-10-24 13:00
2024-10-24 14:00
2024-10-24 15:00
2024-10-24 16:00
2024-10-24 17:00
2024-10-24 18:00
2024-10-24 19:00
2024-10-24 20:00
2024-10-24 21:00
2024-10-24 22:00
2024-10-24 23:00
2024-10-25
2024-10-25 01:00
2024-10-25 02:00
2024-10-25 03:00
2024-10-25 04:00
2024-10-25 05:00
2024-10-25 06:00
2024-10-25 07:00
2024-10-25 08:00
2024-10-25 09:00
2024-10-25 10:00
2024-10-25 11:00
2024-10-25 12:00
2024-10-25 13:00
2024-10-25 14:00
2024-10-25 15:00
2024-10-25 16:00
2024-10-25 17:00
2024-10-25 18:00
2024-10-25 19:00
2024-10-25 20:00
2024-10-25 21:00
2024-10-25 22:00
2024-10-25 23:00
2024-10-26
2024-10-26 01:00
2024-10-26 02:00
2024-10-26 03:00
2024-10-26 04:00
2024-10-26 05:00
2024-10-26 06:00
2024-10-26 07:00
2024-10-26 08:00
2024-10-26 09:00
2024-10-26 10:00
2024-10-26 11:00
2024-10-26 12:00
2024-10-26 13:00
2024-10-26 14:00
2024-10-26 15:00
2024-10-26 16:00
2024-10-26 17:00
2024-10-26 18:00
2024-10-26 19:00
2024-10-26 20:00
2024-10-26 21:00
2024-10-26 22:00
2024-10-26 23:00
2024-10-27
2024-10-27 01:00
2024-10-27 02:00
2024-10-27 03:00
2024-10-27 04:00
2024-10-27 05:00
2024-10-27 06:00
2024-10-27 07:00
2024-10-27 08:00
2024-10-27 09:00
2024-10-27 10:00
2024-10-27 11:00
2024-10-27 12:00
2024-10-27 13:00
2024-10-27 14:00
2024-10-27 15:00
2024-10-27 16:00
2024-10-27 17:00
2024-10-27 18:00
2024-10-27 19:00
2024-10-27 20:00
2024-10-27 21:00
2024-10-27 22:00
2024-10-27 23:00
2024-10-28
2024-10-28 01:00
2024-10-28 02:00
2024-10-28 03:00
2024-10-28 04:00
2024-10-28 05:00
2024-10-28 06:00
2024-10-28 07:00
2024-10-28 08:00
2024-10-28 09:00
2024-10-28 10:00
2024-10-28 11:00
2024-10-28 12:00
2024-10-28 13:00
2024-10-28 14:00
2024-10-28 15:00
2024-10-28 16:00
2024-10-28 17:00
2024-10-28 18:00
2024-10-28 19:00
2024-10-28 20:00
2024-10-28 21:00
2024-10-28 22:00
2024-10-28 23:00
2024-10-29
2024-10-29 01:00
2024-10-29 02:00
2024-10-29 03:00
2024-10-29 04:00
2024-10-29 05:00
2024-10-29 06:00
2024-10-29 07:00
2024-10-29 08:00
2024-10-29 09:00
2024-10-29 10:00
2024-10-29 11:00
2024-10-29 12:00
2024-10-29 13:00
2024-10-29 14:00
2024-10-29 15:00
2024-10-29 16:00
2024-10-29 17:00
2024-10-29 18:00
2024-10-29 19:00
2024-10-29 20:00
2024-10-29 21:00
2024-10-29 22:00
2024-10-29 23:00
2024-10-30
2024-10-30 01:00
2024-10-30 02:00
2024-10-30 03:00
2024-10-30 04:00
2024-10-30 05:00
2024-10-30 06:00
2024-10-30 07:00
2024-10-30 08:00
2024-10-30 09:00
2024-10-30 10:00
2024-10-30 11:00
2024-10-30 12:00
2024-10-30 13:00
2024-10-30 14:00
2024-10-30 15:00
2024-10-30 16:00
2024-10-30 17:00
2024-10-30 18:00
2024-10-30 19:00
2024-10-30 20:00
2024-10-30 21:00
2024-10-30 22:00
2024-10-30 23:00
2024-10-31
2024-10-31 01:00
2024-10-31 02:00
2024-10-31 03:00
2024-10-31 04:00
2024-10-31 05:00
2024-10-31 06:00
2024-10-31 07:00
2024-10-31 08:00
2024-10-31 09:00
2024-10-31 10:00
2024-10-31 11:00
2024-10-31 12:00
2024-10-31 13:00
2024-10-31 14:00
2024-10-31 15:00
2024-10-31 16:00
2024-10-31 17:00
2024-10-31 18:00
2024-10-31 19:00
2024-10-31 20:00
2024-10-31 21:00
2024-10-31 22:00
2024-10-31 23:00
2024-11-01
2024-11-01 01:00
2024-11-01 02:00
2024-11-01 03:00
2024-11-01 04:00
2024-11-01 05:00
2024-11-01 06:00
2024-11-01 07:00
2024-11-01 08:00
2024-11-01 09:00
2024-11-01 10:00
2024-11-01 11:00
2024-11-01 12:00
2024-11-01 13:00
2024-11-01 14:00
2024-11-01 15:00
2024-11-01 16:00
2024-11-01 17:00
2024-11-01 18:00
2024-11-01 19:00
2024-11-01 20:00
2024-11-01 21:00
2024-11-01 22:00
2024-11-01 23:00
2024-11-02
2024-11-02 01:00
2024-11-02 02:00
2024-11-02 03:00
2024-11-02 04:00
2024-11-02 05:00
2024-11-02 06:00
2024-11-02 07:00
2024-11-02 08:00
2024-11-02 09:00
2024-11-02 10:00
2024-11-02 11:00
2024-11-02 12:00
2024-11-02 13:00
2024-11-02 14:00
2024-11-02 15:00
2024-11-02 16:00
2024-11-02 17:00
2024-11-02 18:00
2024-11-02 19:00
2024-11-02 20:00
2024-11-02 21:00
2024-11-02 22:00
2024-11-02 23:00
2024-11-03
2024-11-03 01:00
2024-11-03 02:00
2024-11-03 03:00
2024-11-03 04:00
2024-11-03 05:00
2024-11-03 06:00
2024-11-03 07:00
2024-11-03 08:00
2024-11-03 09:00
2024-11-03 10:00
2024-11-03 11:00
2024-11-03 12:00
2024-11-03 13:00
2024-11-03 14:00
2024-11-03 15:00
2024-11-03 16:00
2024-11-03 17:00
2024-11-03 18:00
2024-11-03 19:00
2024-11-03 20:00
2024-11-03 21:00
2024-11-03 22:00
2024-11-03 23:00
2024-11-04
2024-11-04 01:00
2024-11-04 02:00
2024-11-04 03:00
2024-11-04 04:00
2024-11-04 05:00
2024-11-04 06:00
2024-11-04 07:00
2024-11-04 08:00
2024-11-04 09:00
2024-11-04 10:00
2024-11-04 11:00
2024-11-04 12:00
2024-11-04 13:00
2024-11-04 14:00
2024-11-04 15:00
2024-11-04 16:00
2024-11-04 17:00
2024-11-04 18:00
2024-11-04 19:00
2024-11-04 20:00
2024-11-04 21:00
2024-11-04 22:00
2024-11-04 23:00
2024-11-05
2024-11-05 01:00
2024-11-05 02:00
2024-11-05 03:00
2024-11-05 04:00
2024-11-05 05:00
2024-11-05 06:00
2024-11-05 07:00
2024-11-05 08:00
2024-11-05 09:00
2024-11-05 10:00
2024-11-05 11:00
2024-11-05 12:00
2024-11-05 13:00
2024-11-05 14:00
2024-11-05 15:00
2024-11-05 16:00
2024-11-05 17:00
2024-11-05 18:00
2024-11-05 19:00
2024-11-05 20:00
2024-11-05 21:00
2024-11-05 22:00
2024-11-05 23:00
2024-11-06
2024-11-06 01:00
2024-11-06 02:00
2024-11-06 03:00
2024-11-06 04:00
2024-11-06 05:00
2024-11-06 06:00
2024-11-06 07:00
2024-11-06 08:00
2024-11-06 09:00
2024-11-06 10:00
2024-11-06 11:00
2024-11-06 12:00
2024-11-06 13:00
2024-11-06 14:00
2024-11-06 15:00
2024-11-06 16:00
2024-11-06 17:00
2024-11-06 18:00
2024-11-06 19:00
2024-11-06 20:00
2024-11-06 21:00
2024-11-06 22:00
2024-11-06 23:00
2024-11-07
2024-11-07 01:00
2024-11-07 02:00
2024-11-07 03:00
2024-11-07 04:00
2024-11-07 05:00
2024-11-07 06:00
2024-11-07 07:00
2024-11-07 08:00
2024-11-07 09:00
2024-11-07 10:00
2024-11-07 11:00
2024-11-07 12:00
2024-11-07 13:00
2024-11-07 14:00
2024-11-07 15:00
2024-11-07 16:00
2024-11-07 17:00
2024-11-07 18:00
2024-11-07 19:00
2024-11-07 20:00
2024-11-07 21:00
2024-11-07 22:00
2024-11-07 23:00
2024-11-08
2024-11-08 01:00
2024-11-08 02:00
2024-11-08 03:00
2024-11-08 04:00
2024-11-08 05:00
2024-11-08 06:00
2024-11-08 07:00
2024-11-08 08:00
2024-11-08 09:00
2024-11-08 10:00
2024-11-08 11:00
2024-11-08 12:00
2024-11-08 13:00
2024-11-08 14:00
2024-11-08 15:00
2024-11-08 16:00
2024-11-08 17:00
2024-11-08 18:00
2024-11-08 19:00
2024-11-08 20:00
2024-11-08 21:00
2024-11-08 22:00
2024-11-08 23:00
2024-11-09
2024-11-09 01:00
2024-11-09 02:00
2024-11-09 03:00
2024-11-09 04:00
2024-11-09 05:00
2024-11-09 06:00
2024-11-09 07:00
2024-11-09 08:00
2024-11-09 09:00
2024-11-09 10:00
2024-11-09 11:00
2024-11-09 12:00
2024-11-09 13:00
2024-11-09 14:00
2024-11-09 15:00
2024-11-09 16:00
2024-11-09 17:00
2024-11-09 18:00
2024-11-09 19:00
2024-11-09 20:00
2024-11-09 21:00
2024-11-09 22:00
2024-11-09 23:00
2024-11-10
2024-11-10 01:00
2024-11-10 02:00
2024-11-10 03:00
2024-11-10 04:00
2024-11-10 05:00
2024-11-10 06:00
2024-11-10 07:00
2024-11-10 08:00
2024-11-10 09:00
2024-11-10 10:00
2024-11-10 11:00
2024-11-10 12:00
2024-11-10 13:00
2024-11-10 14:00
2024-11-10 15:00
2024-11-10 16:00
2024-11-10 17:00
2024-11-10 18:00
2024-11-10 19:00
2024-11-10 20:00
2024-11-10 21:00
2024-11-10 22:00
2024-11-10 23:00
2024-11-11
2024-11-11 01:00
2024-11-11 02:00
2024-11-11 03:00
2024-11-11 04:00
2024-11-11 05:00
2024-11-11 06:00
2024-11-11 07:00
2024-11-11 08:00
2024-11-11 09:00
2024-11-11 10:00
2024-11-11 11:00
2024-11-11 12:00
2024-11-11 13:00
2024-11-11 14:00
2024-11-11 15:00
2024-11-11 16:00
2024-11-11 17:00
2024-11-11 18:00
2024-11-11 19:00
2024-11-11 20:00
2024-11-11 21:00
2024-11-11 22:00
2024-11-11 23:00
2024-11-12
2024-11-12 01:00
2024-11-12 02:00
2024-11-12 03:00
2024-11-12 04:00
2024-11-12 05:00
2024-11-12 06:00
2024-11-12 07:00
2024-11-12 08:00
2024-11-12 09:00
2024-11-12 10:00
2024-11-12 11:00
2024-11-12 12:00
2024-11-12 13:00
2024-11-12 14:00
2024-11-12 15:00
2024-11-12 16:00
2024-11-12 17:00
2024-11-12 18:00
2024-11-12 19:00
2024-11-12 20:00
2024-11-12 21:00
2024-11-12 22:00
2024-11-12 23:00
2024-11-13
2024-11-13 01:00
2024-11-13 02:00
2024-11-13 03:00
2024-11-13 04:00
2024-11-13 05:00
2024-11-13 06:00
2024-11-13 07:00
2024-11-13 08:00
2024-11-13 09:00
2024-11-13 10:00
2024-11-13 11:00
2024-11-13 12:00
2024-11-13 13:00
2024-11-13 14:00
2024-11-13 15:00
2024-11-13 16:00
2024-11-13 17:00
2024-11-13 18:00
2024-11-13 19:00
2024-11-13 20:00
2024-11-13 21:00
2024-11-13 22:00
2024-11-13 23:00
2024-11-14
2024-11-14 01:00
2024-11-14 02:00
2024-11-14 03:00
2024-11-14 04:00
2024-11-14 05:00
2024-11-14 06:00
2024-11-14 07:00
2024-11-14 08:00
2024-11-14 09:00
2024-11-14 10:00
2024-11-14 11:00
2024-11-14 12:00
2024-11-14 13:00
2024-11-14 14:00
2024-11-14 15:00
2024-11-14 16:00
2024-11-14 17:00
2024-11-14 18:00
2024-11-14 19:00
2024-11-14 20:00
2024-11-14 21:00
2024-11-14 22:00
2024-11-14 23:00
2024-11-15
2024-11-15 01:00
2024-11-15 02:00
2024-11-15 03:00
2024-11-15 04:00
2024-11-15 05:00
2024-11-15 06:00
2024-11-15 07:00
2024-11-15 08:00
2024-11-15 09:00
2024-11-15 10:00
2024-11-15 11:00
2024-11-15 12:00
2024-11-15 13:00
2024-11-15 14:00
2024-11-15 15:00
2024-11-15 16:00
2024-11-15 17:00
2024-11-15 18:00
2024-11-15 19:00
2024-11-15 20:00
2024-11-15 21:00
2024-11-15 22:00
2024-11-15 23:00
2024-11-16
2024-11-16 01:00
2024-11-16 02:00
2024-11-16 03:00
2024-11-16 04:00
2024-11-16 05:00
2024-11-16 06:00
2024-11-16 07:00
2024-11-16 08:00
2024-11-16 09:00
2024-11-16 10:00
2024-11-16 11:00
2024-11-16 12:00
2024-11-16 13:00
2024-11-16 14:00
2024-11-16 15:00
2024-11-16 16:00
2024-11-16 17:00
2024-11-16 18:00
2024-11-16 19:00
2024-11-16 20:00
2024-11-16 21:00
2024-11-16 22:00
2024-11-16 23:00
2024-11-17
2024-11-17 01:00
2024-11-17 02:00
2024-11-17 03:00
2024-11-17 04:00
2024-11-17 05:00
2024-11-17 06:00
2024-11-17 07:00
2024-11-17 08:00
2024-11-17 09:00
2024-11-17 10:00
2024-11-17 11:00
2024-11-17 12:00
2024-11-17 13:00
2024-11-17 14:00
2024-11-17 15:00
2024-11-17 16:00
2024-11-17 17:00
2024-11-17 18:00
2024-11-17 19:00
2024-11-17 20:00
2024-11-17 21:00
2024-11-17 22:00
2024-11-17 23:00
2024-11-18
2024-11-18 01:00
2024-11-18 02:00
2024-11-18 03:00
2024-11-18 04:00
2024-11-18 05:00
2024-11-18 06:00
2024-11-18 07:00
2024-11-18 08:00
2024-11-18 09:00
2024-11-18 10:00
2024-11-18 11:00
2024-11-18 12:00
2024-11-18 13:00
2024-11-18 14:00
2024-11-18 15:00
2024-11-18 16:00
2024-11-18 17:00
2024-11-18 18:00
2024-11-18 19:00
2024-11-18 20:00
2024-11-18 21:00
2024-11-18 22:00
2024-11-18 23:00
2024-11-19
2024-11-19 01:00
2024-11-19 02:00
2024-11-19 03:00
2024-11-19 04:00
2024-11-19 05:00
2024-11-19 06:00
2024-11-19 07:00
2024-11-19 08:00
2024-11-19 09:00
2024-11-19 10:00
2024-11-19 11:00
2024-11-19 12:00
2024-11-19 13:00
2024-11-19 14:00
2024-11-19 15:00
2024-11-19 16:00
2024-11-19 17:00
2024-11-19 18:00
2024-11-19 19:00
2024-11-19 20:00
2024-11-19 21:00
2024-11-19 22:00
2024-11-19 23:00
2024-11-20
2024-11-20 01:00
2024-11-20 02:00
2024-11-20 03:00
2024-11-20 04:00
2024-11-20 05:00
2024-11-20 06:00
2024-11-20 07:00
2024-11-20 08:00
2024-11-20 09:00
2024-11-20 10:00
2024-11-20 11:00
2024-11-20 12:00
2024-11-20 13:00
2024-11-20 14:00
2024-11-20 15:00
2024-11-20 16:00
2024-11-20 17:00
2024-11-20 18:00
2024-11-20 19:00
2024-11-20 20:00
2024-11-20 21:00
2024-11-20 22:00
2024-11-20 23:00
2024-11-21
2024-11-21 01:00
2024-11-21 02:00
2024-11-21 03:00
2024-11-21 04:00
2024-11-21 05:00
2024-11-21 06:00
2024-11-21 07:00
2024-11-21 08:00
2024-11-21 09:00
2024-11-21 10:00
2024-11-21 11:00
2024-11-21 12:00
2024-11-21 13:00
2024-11-21 14:00
2024-11-21 15:00
2024-11-21 16:00
2024-11-21 17:00
2024-11-21 18:00
2024-11-21 19:00
2024-11-21 20:00
2024-11-21 21:00
2024-11-21 22:00
2024-11-21 23:00
2024-11-22
2024-11-22 01:00
2024-11-22 02:00
2024-11-22 03:00
2024-11-22 04:00
2024-11-22 05:00
2024-11-22 06:00
2024-11-22 07:00
2024-11-22 08:00
2024-11-22 09:00
2024-11-22 10:00
2024-11-22 11:00
2024-11-22 12:00
2024-11-22 13:00
2024-11-22 14:00
2024-11-22 15:00
2024-11-22 16:00
2024-11-22 17:00
2024-11-22 18:00
2024-11-22 19:00
2024-11-22 20:00
2024-11-22 21:00
2024-11-22 22:00
2024-11-22 23:00
2024-11-23
2024-11-23 01:00
2024-11-23 02:00
2024-11-23 03:00
2024-11-23 04:00
2024-11-23 05:00
2024-11-23 06:00
2024-11-23 07:00
2024-11-23 08:00
2024-11-23 09:00
2024-11-23 10:00
2024-11-23 11:00
2024-11-23 12:00
2024-11-23 13:00
2024-11-23 14:00
2024-11-23 15:00
2024-11-23 16:00
2024-11-23 17:00
2024-11-23 18:00
2024-11-23 19:00
2024-11-23 20:00
2024-11-23 21:00
2024-11-23 22:00
2024-11-23 23:00
2024-11-24
2024-11-24 01:00
2024-11-24 02:00
2024-11-24 03:00
2024-11-24 04:00
2024-11-24 05:00
2024-11-24 06:00
2024-11-24 07:00
2024-11-24 08:00
2024-11-24 09:00
2024-11-24 10:00
2024-11-24 11:00
2024-11-24 12:00
2024-11-24 13:00
2024-11-24 14:00
2024-11-24 15:00
2024-11-24 16:00
2024-11-24 17:00
2024-11-24 18:00
2024-11-24 19:00
2024-11-24 20:00
2024-11-24 21:00
2024-11-24 22:00
2024-11-24 23:00
2024-11-25
2024-11-25 01:00
2024-11-25 02:00
2024-11-25 03:00
2024-11-25 04:00
2024-11-25 05:00
2024-11-25 06:00
2024-11-25 07:00
2024-11-25 08:00
2024-11-25 09:00
2024-11-25 10:00
2024-11-25 11:00
2024-11-25 12:00
2024-11-25 13:00
2024-11-25 14:00
2024-11-25 15:00
2024-11-25 16:00
2024-11-25 17:00
2024-11-25 18:00
2024-11-25 19:00
2024-11-25 20:00
2024-11-25 21:00
2024-11-25 22:00
2024-11-25 23:00
2024-11-26
2024-11-26 01:00
2024-11-26 02:00
2024-11-26 03:00
2024-11-26 04:00
2024-11-26 05:00
2024-11-26 06:00
2024-11-26 07:00
2024-11-26 08:00
2024-11-26 09:00
2024-11-26 10:00
2024-11-26 11:00
2024-11-26 12:00
2024-11-26 13:00
2024-11-26 14:00
2024-11-26 15:00
2024-11-26 16:00
2024-11-26 17:00
2024-11-26 18:00
2024-11-26 19:00
2024-11-26 20:00
2024-11-26 21:00
2024-11-26 22:00
2024-11-26 23:00
2024-11-27
2024-11-27 01:00
2024-11-27 02:00
2024-11-27 03:00
2024-11-27 04:00
2024-11-27 05:00
2024-11-27 06:00
2024-11-27 07:00
2024-11-27 08:00
2024-11-27 09:00
2024-11-27 10:00
2024-11-27 11:00
2024-11-27 12:00
2024-11-27 13:00
2024-11-27 14:00
2024-11-27 15:00
2024-11-27 16:00
2024-11-27 17:00
2024-11-27 18:00
2024-11-27 19:00
2024-11-27 20:00
2024-11-27 21:00
2024-11-27 22:00
2024-11-27 23:00
2024-11-28
2024-11-28 01:00
2024-11-28 02:00
2024-11-28 03:00
2024-11-28 04:00
2024-11-28 05:00
2024-11-28 06:00
2024-11-28 07:00
2024-11-28 08:00
2024-11-28 09:00
2024-11-28 10:00
2024-11-28 11:00
2024-11-28 12:00
2024-11-28 13:00
2024-11-28 14:00
2024-11-28 15:00
2024-11-28 16:00
2024-11-28 17:00
2024-11-28 18:00
2024-11-28 19:00
2024-11-28 20:00
2024-11-28 21:00
2024-11-28 22:00
2024-11-28 23:00
2024-11-29
2024-11-29 01:00
2024-11-29 02:00
2024-11-29 03:00
2024-11-29 04:00
2024-11-29 05:00
2024-11-29 06:00
2024-11-29 07:00
2024-11-29 08:00
2024-11-29 09:00
2024-11-29 10:00
2024-11-29 11:00
2024-11-29 12:00
2024-11-29 13:00
2024-11-29 14:00
2024-11-29 15:00
2024-11-29 16:00
2024-11-29 17:00
2024-11-29 18:00
2024-11-29 19:00
2024-11-29 20:00
2024-11-29 21:00
2024-11-29 22:00
2024-11-29 23:00
2024-11-30
2024-11-30 01:00
2024-11-30 02:00
2024-11-30 03:00
2024-11-30 04:00
2024-11-30 05:00
2024-11-30 06:00
2024-11-30 07:00
2024-11-30 08:00
2024-11-30 09:00
2024-11-30 10:00
2024-11-30 11:00
2024-11-30 12:00
2024-11-30 13:00
2024-11-30 14:00
2024-11-30 15:00
2024-11-30 16:00
2024-11-30 17:00
2024-11-30 18:00
2024-11-30 19:00
2024-11-30 20:00
2024-11-30 21:00
2024-11-30 22:00
2024-11-30 23:00
2024-12-01
2024-12-01 01:00
2024-12-01 02:00
2024-12-01 03:00
2024-12-01 04:00
2024-12-01 05:00
2024-12-01 06:00
2024-12-01 07:00
2024-12-01 08:00
2024-12-01 09:00
2024-12-01 10:00
2024-12-01 11:00
2024-12-01 12:00
2024-12-01 13:00
2024-12-01 14:00
2024-12-01 15:00
2024-12-01 16:00
2024-12-01 17:00
2024-12-01 18:00
2024-12-01 19:00
2024-12-01 20:00
2024-12-01 21:00
2024-12-01 22:00
2024-12-01 23:00
2024-12-02
2024-12-02 01:00
2024-12-02 02:00
2024-12-02 03:00
2024-12-02 04:00
2024-12-02 05:00
2024-12-02 06:00
2024-12-02 07:00
2024-12-02 08:00
2024-12-02 09:00
2024-12-02 10:00
2024-12-02 11:00
2024-12-02 12:00
2024-12-02 13:00
2024-12-02 14:00
2024-12-02 15:00
2024-12-02 16:00
2024-12-02 17:00
2024-12-02 18:00
2024-12-02 19:00
2024-12-02 20:00
2024-12-02 21:00
2024-12-02 22:00
2024-12-02 23:00
2024-12-03
2024-12-03 01:00
2024-12-03 02:00
2024-12-03 03:00
2024-12-03 04:00
2024-12-03 05:00
2024-12-03 06:00
2024-12-03 07:00
2024-12-03 08:00
2024-12-03 09:00
2024-12-03 10:00
2024-12-03 11:00
2024-12-03 12:00
2024-12-03 13:00
2024-12-03 14:00
2024-12-03 15:00
2024-12-03 16:00
2024-12-03 17:00
2024-12-03 18:00
2024-12-03 19:00
2024-12-03 20:00
2024-12-03 21:00
2024-12-03 22:00
2024-12-03 23:00
2024-12-04
2024-12-04 01:00
2024-12-04 02:00
2024-12-04 03:00
2024-12-04 04:00
2024-12-04 05:00
2024-12-04 06:00
2024-12-04 07:00
2024-12-04 08:00
2024-12-04 09:00
2024-12-04 10:00
2024-12-04 11:00
2024-12-04 12:00
2024-12-04 13:00
2024-12-04 14:00
2024-12-04 15:00
2024-12-04 16:00
2024-12-04 17:00
2024-12-04 18:00
2024-12-04 19:00
2024-12-04 20:00
2024-12-04 21:00
2024-12-04 22:00
2024-12-04 23:00
2024-12-05
2024-12-05 01:00
2024-12-05 02:00
2024-12-05 03:00
2024-12-05 04:00
2024-12-05 05:00
2024-12-05 06:00
2024-12-05 07:00
2024-12-05 08:00
2024-12-05 09:00
2024-12-05 10:00
2024-12-05 11:00
2024-12-05 12:00
2024-12-05 13:00
2024-12-05 14:00
2024-12-05 15:00
2024-12-05 16:00
2024-12-05 17:00
2024-12-05 18:00
2024-12-05 19:00
2024-12-05 20:00
2024-12-05 21:00
2024-12-05 22:00
2024-12-05 23:00
2024-12-06
2024-12-06 01:00
2024-12-06 02:00
2024-12-06 03:00
2024-12-06 04:00
2024-12-06 05:00
2024-12-06 06:00
2024-12-06 07:00
2024-12-06 08:00
2024-12-06 09:00
2024-12-06 10:00
2024-12-06 11:00
2024-12-06 12:00
2024-12-06 13:00
2024-12-06 14:00
2024-12-06 15:00
2024-12-06 16:00
2024-12-06 17:00
2024-12-06 18:00
2024-12-06 19:00
2024-12-06 20:00
2024-12-06 21:00
2024-12-06 22:00
2024-12-06 23:00
2024-12-07
2024-12-07 01:00
2024-12-07 02:00
2024-12-07 03:00
2024-12-07 04:00
2024-12-07 05:00
2024-12-07 06:00
2024-12-07 07:00
2024-12-07 08:00
2024-12-07 09:00
2024-12-07 10:00
2024-12-07 11:00
2024-12-07 12:00
2024-12-07 13:00
2024-12-07 14:00
2024-12-07 15:00
2024-12-07 16:00
2024-12-07 17:00
2024-12-07 18:00
2024-12-07 19:00
2024-12-07 20:00
2024-12-07 21:00
2024-12-07 22:00
2024-12-07 23:00
2024-12-08
2024-12-08 01:00
2024-12-08 02:00
2024-12-08 03:00
2024-12-08 04:00
2024-12-08 05:00
2024-12-08 06:00
2024-12-08 07:00
2024-12-08 08:00
2024-12-08 09:00
2024-12-08 10:00
2024-12-08 11:00
2024-12-08 12:00
2024-12-08 13:00
2024-12-08 14:00
2024-12-08 15:00
2024-12-08 16:00
2024-12-08 17:00
2024-12-08 18:00
2024-12-08 19:00
2024-12-08 20:00
2024-12-08 21:00
2024-12-08 22:00
2024-12-08 23:00
2024-12-09
2024-12-09 01:00
2024-12-09 02:00
2024-12-09 03:00
2024-12-09 04:00
2024-12-09 05:00
2024-12-09 06:00
2024-12-09 07:00
2024-12-09 08:00
2024-12-09 09:00
2024-12-09 10:00
2024-12-09 11:00
2024-12-09 12:00
2024-12-09 13:00
2024-12-09 14:00
2024-12-09 15:00
2024-12-09 16:00
2024-12-09 17:00
2024-12-09 18:00
2024-12-09 19:00
2024-12-09 20:00
2024-12-09 21:00
2024-12-09 22:00
2024-12-09 23:00
2024-12-10
2024-12-10 01:00
2024-12-10 02:00
2024-12-10 03:00
2024-12-10 04:00
2024-12-10 05:00
2024-12-10 06:00
2024-12-10 07:00
2024-12-10 08:00
2024-12-10 09:00
2024-12-10 10:00
2024-12-10 11:00
2024-12-10 12:00
2024-12-10 13:00
2024-12-10 14:00
2024-12-10 15:00
2024-12-10 16:00
2024-12-10 17:00
2024-12-10 18:00
2024-12-10 19:00
2024-12-10 20:00
2024-12-10 21:00
2024-12-10 22:00
2024-12-10 23:00
2024-12-11
2024-12-11 01:00
2024-12-11 02:00
2024-12-11 03:00
2024-12-11 04:00
2024-12-11 05:00
2024-12-11 06:00
2024-12-11 07:00
2024-12-11 08:00
2024-12-11 09:00
2024-12-11 10:00
2024-12-11 11:00
2024-12-11 12:00
2024-12-11 13:00
2024-12-11 14:00
2024-12-11 15:00
2024-12-11 16:00
2024-12-11 17:00
2024-12-11 18:00
2024-12-11 19:00
2024-12-11 20:00
2024-12-11 21:00
2024-12-11 22:00
2024-12-11 23:00
2024-12-12
2024-12-12 01:00
2024-12-12 02:00
2024-12-12 03:00
2024-12-12 04:00
2024-12-12 05:00
2024-12-12 06:00
2024-12-12 07:00
2024-12-12 08:00
2024-12-12 09:00
2024-12-12 10:00
2024-12-12 11:00
2024-12-12 12:00
2024-12-12 13:00
2024-12-12 14:00
2024-12-12 15:00
2024-12-12 16:00
2024-12-12 17:00
2024-12-12 18:00
2024-12-12 19:00
2024-12-12 20:00
2024-12-12 21:00
2024-12-12 22:00
2024-12-12 23:00
2024-12-13
2024-12-13 01:00
2024-12-13 02:00
2024-12-13 03:00
2024-12-13 04:00
2024-12-13 05:00
2024-12-13 06:00
2024-12-13 07:00
2024-12-13 08:00
2024-12-13 09:00
2024-12-13 10:00
2024-12-13 11:00
2024-12-13 12:00
2024-12-13 13:00
2024-12-13 14:00
2024-12-13 15:00
2024-12-13 16:00
2024-12-13 17:00
2024-12-13 18:00
2024-12-13 19:00
2024-12-13 20:00
2024-12-13 21:00
2024-12-13 22:00
2024-12-13 23:00
2024-12-14
2024-12-14 01:00
2024-12-14 02:00
2024-12-14 03:00
2024-12-14 04:00
2024-12-14 05:00
2024-12-14 06:00
2024-12-14 07:00
2024-12-14 08:00
2024-12-14 09:00
2024-12-14 10:00
2024-12-14 11:00
2024-12-14 12:00
2024-12-14 13:00
2024-12-14 14:00
2024-12-14 15:00
2024-12-14 16:00
2024-12-14 17:00
2024-12-14 18:00
2024-12-14 19:00
2024-12-14 20:00
2024-12-14 21:00
2024-12-14 22:00
2024-12-14 23:00
2024-12-15
2024-12-15 01:00
2024-12-15 02:00
2024-12-15 03:00
2024-12-15 04:00
2024-12-15 05:00
2024-12-15 06:00
2024-12-15 07:00
2024-12-15 08:00
2024-12-15 09:00
2024-12-15 10:00
2024-12-15 11:00
2024-12-15 12:00
2024-12-15 13:00
2024-12-15 14:00
2024-12-15 15:00
2024-12-15 16:00
2024-12-15 17:00
2024-12-15 18:00
2024-12-15 19:00
2024-12-15 20:00
2024-12-15 21:00
2024-12-15 22:00
2024-12-15 23:00
2024-12-16
2024-12-16 01:00
2024-12-16 02:00
2024-12-16 03:00
2024-12-16 04:00
2024-12-16 05:00
2024-12-16 06:00
2024-12-16 07:00
2024-12-16 08:00
2024-12-16 09:00
2024-12-16 10:00
2024-12-16 11:00
2024-12-16 12:00
2024-12-16 13:00
2024-12-16 14:00
2024-12-16 15:00
2024-12-16 16:00
2024-12-16 17:00
2024-12-16 18:00
2024-12-16 19:00
2024-12-16 20:00
2024-12-16 21:00
2024-12-16 22:00
2024-12-16 23:00
2024-12-17
2024-12-17 01:00
2024-12-17 02:00
2024-12-17 03:00
2024-12-17 04:00
2024-12-17 05:00
2024-12-17 06:00
2024-12-17 07:00
2024-12-17 08:00
2024-12-17 09:00
2024-12-17 10:00
2024-12-17 11:00
2024-12-17 12:00
2024-12-17 13:00
2024-12-17 14:00
2024-12-17 15:00
2024-12-17 16:00
2024-12-17 17:00
2024-12-17 18:00
2024-12-17 19:00
2024-12-17 20:00
2024-12-17 21:00
2024-12-17 22:00
2024-12-17 23:00
2024-12-18
2024-12-18 01:00
2024-12-18 02:00
2024-12-18 03:00
2024-12-18 04:00
2024-12-18 05:00
2024-12-18 06:00
2024-12-18 07:00
2024-12-18 08:00
2024-12-18 09:00
2024-12-18 10:00
2024-12-18 11:00
2024-12-18 12:00
2024-12-18 13:00
2024-12-18 14:00
2024-12-18 15:00
2024-12-18 16:00
2024-12-18 17:00
2024-12-18 18:00
2024-12-18 19:00
2024-12-18 20:00
2024-12-18 21:00
2024-12-18 22:00
2024-12-18 23:00
2024-12-19
2024-12-19 01:00
2024-12-19 02:00
2024-12-19 03:00
2024-12-19 04:00
2024-12-19 05:00
2024-12-19 06:00
2024-12-19 07:00
2024-12-19 08:00
2024-12-19 09:00
2024-12-19 10:00
2024-12-19 11:00
2024-12-19 12:00
2024-12-19 13:00
2024-12-19 14:00
2024-12-19 15:00
2024-12-19 16:00
2024-12-19 17:00
2024-12-19 18:00
2024-12-19 19:00
2024-12-19 20:00
2024-12-19 21:00
2024-12-19 22:00
2024-12-19 23:00
2024-12-20
2024-12-20 01:00
2024-12-20 02:00
2024-12-20 03:00
2024-12-20 04:00
2024-12-20 05:00
2024-12-20 06:00
2024-12-20 07:00
2024-12-20 08:00
2024-12-20 09:00
2024-12-20 10:00
2024-12-20 11:00
2024-12-20 12:00
2024-12-20 13:00
2024-12-20 14:00
2024-12-20 15:00
2024-12-20 16:00
2024-12-20 17:00
2024-12-20 18:00
2024-12-20 19:00
2024-12-20 20:00
2024-12-20 21:00
2024-12-20 22:00
2024-12-20 23:00
2024-12-21
2024-12-21 01:00
2024-12-21 02:00
2024-12-21 03:00
2024-12-21 04:00
2024-12-21 05:00
2024-12-21 06:00
2024-12-21 07:00
2024-12-21 08:00
2024-12-21 09:00
2024-12-21 10:00
2024-12-21 11:00
2024-12-21 12:00
2024-12-21 13:00
2024-12-21 14:00
2024-12-21 15:00
2024-12-21 16:00
2024-12-21 17:00
2024-12-21 18:00
2024-12-21 19:00
2024-12-21 20:00
2024-12-21 21:00
2024-12-21 22:00
2024-12-21 23:00
2024-12-22
2024-12-22 01:00
2024-12-22 02:00
2024-12-22 03:00
2024-12-22 04:00
2024-12-22 05:00
2024-12-22 06:00
2024-12-22 07:00
2024-12-22 08:00
2024-12-22 09:00
2024-12-22 10:00
2024-12-22 11:00
2024-12-22 12:00
2024-12-22 13:00
2024-12-22 14:00
2024-12-22 15:00
2024-12-22 16:00
2024-12-22 17:00
2024-12-22 18:00
2024-12-22 19:00
2024-12-22 20:00
2024-12-22 21:00
2024-12-22 22:00
2024-12-22 23:00
2024-12-23
2024-12-23 01:00
2024-12-23 02:00
2024-12-23 03:00
2024-12-23 04:00
2024-12-23 05:00
2024-12-23 06:00
2024-12-23 07:00
2024-12-23 08:00
2024-12-23 09:00
2024-12-23 10:00
2024-12-23 11:00
2024-12-23 12:00
2024-12-23 13:00
2024-12-23 14:00
2024-12-23 15:00
2024-12-23 16:00
2024-12-23 17:00
2024-12-23 18:00
2024-12-23 19:00
2024-12-23 20:00
2024-12-23 21:00
2024-12-23 22:00
2024-12-23 23:00
2024-12-24
2024-12-24 01:00
2024-12-24 02:00
2024-12-24 03:00
2024-12-24 04:00
2024-12-24 05:00
2024-12-24 06:00
2024-12-24 07:00
2024-12-24 08:00
2024-12-24 09:00
2024-12-24 10:00
2024-12-24 11:00
2024-12-24 12:00
2024-12-24 13:00
2024-12-24 14:00
2024-12-24 15:00
2024-12-24 16:00
2024-12-24 17:00
2024-12-24 18:00
2024-12-24 19:00
2024-12-24 20:00
2024-12-24 21:00
2024-12-24 22:00
2024-12-24 23:00
2024-12-25
2024-12-25 01:00
2024-12-25 02:00
2024-12-25 03:00
2024-12-25 04:00
2024-12-25 05:00
2024-12-25 06:00
2024-12-25 07:00
2024-12-25 08:00
2024-12-25 09:00
2024-12-25 10:00
2024-12-25 11:00
2024-12-25 12:00
2024-12-25 13:00
2024-12-25 14:00
2024-12-25 15:00
2024-12-25 16:00
2024-12-25 17:00
2024-12-25 18:00
2024-12-25 19:00
2024-12-25 20:00
2024-12-25 21:00
2024-12-25 22:00
2024-12-25 23:00
2024-12-26
2024-12-26 01:00
2024-12-26 02:00
2024-12-26 03:00
2024-12-26 04:00
2024-12-26 05:00
2024-12-26 06:00
2024-12-26 07:00
2024-12-26 08:00
2024-12-26 09:00
2024-12-26 10:00
2024-12-26 11:00
2024-12-26 12:00
2024-12-26 13:00
2024-12-26 14:00
2024-12-26 15:00
2024-12-26 16:00
2024-12-26 17:00
2024-12-26 18:00
2024-12-26 19:00
2024-12-26 20:00
2024-12-26 21:00
2024-12-26 22:00
2024-12-26 23:00
2024-12-27
2024-12-27 01:00
2024-12-27 02:00
2024-12-27 03:00
2024-12-27 04:00
2024-12-27 05:00
2024-12-27 06:00
2024-12-27 07:00
2024-12-27 08:00
2024-12-27 09:00
2024-12-27 10:00
2024-12-27 11:00
2024-12-27 12:00
2024-12-27 13:00
2024-12-27 14:00
2024-12-27 15:00
2024-12-27 16:00
2024-12-27 17:00
2024-12-27 18:00
2024-12-27 19:00
2024-12-27 20:00
2024-12-27 21:00
2024-12-27 22:00
2024-12-27 23:00
2024-12-28
2024-12-28 01:00
2024-12-28 02:00
2024-12-28 03:00
2024-12-28 04:00
2024-12-28 05:00
2024-12-28 06:00
2024-12-28 07:00
2024-12-28 08:00
2024-12-28 09:00
2024-12-28 10:00
2024-12-28 11:00
2024-12-28 12:00
2024-12-28 13:00
2024-12-28 14:00
2024-12-28 15:00
2024-12-28 16:00
2024-12-28 17:00
2024-12-28 18:00
2024-12-28 19:00
2024-12-28 20:00
2024-12-28 21:00
2024-12-28 22:00
2024-12-28 23:00
2024-12-29
2024-12-29 01:00
2024-12-29 02:00
2024-12-29 03:00
2024-12-29 04:00
2024-12-29 05:00
2024-12-29 06:00
2024-12-29 07:00
2024-12-29 08:00
2024-12-29 09:00
2024-12-29 10:00
2024-12-29 11:00
2024-12-29 12:00
2024-12-29 13:00
2024-12-29 14:00
2024-12-29 15:00
2024-12-29 16:00
2024-12-29 17:00
2024-12-29 18:00
2024-12-29 19:00
2024-12-29 20:00
2024-12-29 21:00
2024-12-29 22:00
2024-12-29 23:00
2024-12-30
2024-12-30 01:00
2024-12-30 02:00
2024-12-30 03:00
2024-12-30 04:00
2024-12-30 05:00
2024-12-30 06:00
2024-12-30 07:00
2024-12-30 08:00
2024-12-30 09:00
2024-12-30 10:00
2024-12-30 11:00
2024-12-30 12:00
2024-12-30 13:00
2024-12-30 14:00
2024-12-30 15:00
2024-12-30 16:00
2024-12-30 17:00
2024-12-30 18:00
2024-12-30 19:00
2024-12-30 20:00
2024-12-30 21:00
2024-12-30 22:00
2024-12-30 23:00

## links-p_min_pu
time
2024-01-01
2024-01-01 01:00
2024-01-01 02:00
2024-01-01 03:00
2024-01-01 04:00
2024-01-01 05:00
2024-01-01 06:00
2024-01-01 07:00
2024-01-01 08:00
2024-01-01 09:00
2024-01-01 10:00
2024-01-01 11:00
2024-01-01 12:00
2024-01-01 13:00
2024-01-01 14:00
2024-01-01 15:00
2024-01-01 16:00
2024-01-01 17:00
2024-01-01 18:00
2024-01-01 19:00
2024-01-01 20:00
2024-01-01 21:00
2024-01-01 22:00
2024-01-01 23:00
2024-01-02
2024-01-02 01:00
2024-01-02 02:00
2024-01-02 03:00
2024-01-02 04:00
2024-01-02 05:00
2024-01-02 06:00
2024-01-02 07:00
2024-01-02 08:00
2024-01-02 09:00
2024-01-02 10:00
2024-01-02 11:00
2024-01-02 12:00
2024-01-02 13:00
2024-01-02 14:00
2024-01-02 15:00
2024-01-02 16:00
2024-01-02 17:00
2024-01-02 18:00
2024-01-02 19:00
2024-01-02 20:00
2024-01-02 21:00
2024-01-02 22:00
2024-01-02 23:00
2024-01-03
2024-01-03 01:00
2024-01-03 02:00
2024-01-03 03:00
2024-01-03 04:00
2024-01-03 05:00
2024-01-03 06:00
2024-01-03 07:00
2024-01-03 08:00
2024-01-03 09:00
2024-01-03 10:00
2024-01-03 11:00
2024-01-03 12:00
2024-01-03 13:00
2024-01-03 14:00
2024-01-03 15:00
2024-01-03 16:00
2024-01-03 17:00
2024-01-03 18:00
2024-01-03 19:00
2024-01-03 20:00
2024-01-03 21:00
2024-01-03 22:00
2024-01-03 23:00
2024-01-04
2024-01-04 01:00
2024-01-04 02:00
2024-01-04 03:00
2024-01-04 04:00
2024-01-04 05:00
2024-01-04 06:00
2024-01-04 07:00
2024-01-04 08:00
2024-01-04 09:00
2024-01-04 10:00
2024-01-04 11:00
2024-01-04 12:00
2024-01-04 13:00
2024-01-04 14:00
2024-01-04 15:00
2024-01-04 16:00
2024-01-04 17:00
2024-01-04 18:00
2024-01-04 19:00
2024-01-04 20:00
2024-01-04 21:00
2024-01-04 22:00
2024-01-04 23:00
2024-01-05
2024-01-05 01:00
2024-01-05 02:00
2024-01-05 03:00
2024-01-05 04:00
2024-01-05 05:00
2024-01-05 06:00
2024-01-05 07:00
2024-01-05 08:00
2024-01-05 09:00
2024-01-05 10:00
2024-01-05 11:00
2024-01-05 12:00
2024-01-05 13:00
2024-01-05 14:00
2024-01-05 15:00
2024-01-05 16:00
2024-01-05 17:00
2024-01-05 18:00
2024-01-05 19:00
2024-01-05 20:00
2024-01-05 21:00
2024-01-05 22:00
2024-01-05 23:00
2024-01-06
2024-01-06 01:00
2024-01-06 02:00
2024-01-06 03:00
2024-01-06 04:00
2024-01-06 05:00
2024-01-06 06:00
2024-01-06 07:00
2024-01-06 08:00
2024-01-06 09:00
2024-01-06 10:00
2024-01-06 11:00
2024-01-06 12:00
2024-01-06 13:00
2024-01-06 14:00
2024-01-06 15:00
2024-01-06 16:00
2024-01-06 17:00
2024-01-06 18:00
2024-01-06 19:00
2024-01-06 20:00
2024-01-06 21:00
2024-01-06 22:00
2024-01-06 23:00
2024-01-07
2024-01-07 01:00
2024-01-07 02:00
2024-01-07 03:00
2024-01-07 04:00
2024-01-07 05:00
2024-01-07 06:00
2024-01-07 07:00
2024-01-07 08:00
2024-01-07 09:00
2024-01-07 10:00
2024-01-07 11:00
2024-01-07 12:00
2024-01-07 13:00
2024-01-07 14:00
2024-01-07 15:00
2024-01-07 16:00
2024-01-07 17:00
2024-01-07 18:00
2024-01-07 19:00
2024-01-07 20:00
2024-01-07 21:00
2024-01-07 22:00
2024-01-07 23:00
2024-01-08
2024-01-08 01:00
2024-01-08 02:00
2024-01-08 03:00
2024-01-08 04:00
2024-01-08 05:00
2024-01-08 06:00
2024-01-08 07:00
2024-01-08 08:00
2024-01-08 09:00
2024-01-08 10:00
2024-01-08 11:00
2024-01-08 12:00
2024-01-08 13:00
2024-01-08 14:00
2024-01-08 15:00
2024-01-08 16:00
2024-01-08 17:00
2024-01-08 18:00
2024-01-08 19:00
2024-01-08 20:00
2024-01-08 21:00
2024-01-08 22:00
2024-01-08 23:00
2024-01-09
2024-01-09 01:00
2024-01-09 02:00
2024-01-09 03:00
2024-01-09 04:00
2024-01-09 05:00
2024-01-09 06:00
2024-01-09 07:00
2024-01-09 08:00
2024-01-09 09:00
2024-01-09 10:00
2024-01-09 11:00
2024-01-09 12:00
2024-01-09 13:00
2024-01-09 14:00
2024-01-09 15:00
2024-01-09 16:00
2024-01-09 17:00
2024-01-09 18:00
2024-01-09 19:00
2024-01-09 20:00
2024-01-09 21:00
2024-01-09 22:00
2024-01-09 23:00
2024-01-10
2024-01-10 01:00
2024-01-10 02:00
2024-01-10 03:00
2024-01-10 04:00
2024-01-10 05:00
2024-01-10 06:00
2024-01-10 07:00
2024-01-10 08:00
2024-01-10 09:00
2024-01-10 10:00
2024-01-10 11:00
2024-01-10 12:00
2024-01-10 13:00
2024-01-10 14:00
2024-01-10 15:00
2024-01-10 16:00
2024-01-10 17:00
2024-01-10 18:00
2024-01-10 19:00
2024-01-10 20:00
2024-01-10 21:00
2024-01-10 22:00
2024-01-10 23:00
2024-01-11
2024-01-11 01:00
2024-01-11 02:00
2024-01-11 03:00
2024-01-11 04:00
2024-01-11 05:00
2024-01-11 06:00
2024-01-11 07:00
2024-01-11 08:00
2024-01-11 09:00
2024-01-11 10:00
2024-01-11 11:00
2024-01-11 12:00
2024-01-11 13:00
2024-01-11 14:00
2024-01-11 15:00
2024-01-11 16:00
2024-01-11 17:00
2024-01-11 18:00
2024-01-11 19:00
2024-01-11 20:00
2024-01-11 21:00
2024-01-11 22:00
2024-01-11 23:00
2024-01-12
2024-01-12 01:00
2024-01-12 02:00
2024-01-12 03:00
2024-01-12 04:00
2024-01-12 05:00
2024-01-12 06:00
2024-01-12 07:00
2024-01-12 08:00
2024-01-12 09:00
2024-01-12 10:00
2024-01-12 11:00
2024-01-12 12:00
2024-01-12 13:00
2024-01-12 14:00
2024-01-12 15:00
2024-01-12 16:00
2024-01-12 17:00
2024-01-12 18:00
2024-01-12 19:00
2024-01-12 20:00
2024-01-12 21:00
2024-01-12 22:00
2024-01-12 23:00
2024-01-13
2024-01-13 01:00
2024-01-13 02:00
2024-01-13 03:00
2024-01-13 04:00
2024-01-13 05:00
2024-01-13 06:00
2024-01-13 07:00
2024-01-13 08:00
2024-01-13 09:00
2024-01-13 10:00
2024-01-13 11:00
2024-01-13 12:00
2024-01-13 13:00
2024-01-13 14:00
2024-01-13 15:00
2024-01-13 16:00
2024-01-13 17:00
2024-01-13 18:00
2024-01-13 19:00
2024-01-13 20:00
2024-01-13 21:00
2024-01-13 22:00
2024-01-13 23:00
2024-01-14
2024-01-14 01:00
2024-01-14 02:00
2024-01-14 03:00
2024-01-14 04:00
2024-01-14 05:00
2024-01-14 06:00
2024-01-14 07:00
2024-01-14 08:00
2024-01-14 09:00
2024-01-14 10:00
2024-01-14 11:00
2024-01-14 12:00
2024-01-14 13:00
2024-01-14 14:00
2024-01-14 15:00
2024-01-14 16:00
2024-01-14 17:00
2024-01-14 18:00
2024-01-14 19:00
2024-01-14 20:00
2024-01-14 21:00
2024-01-14 22:00
2024-01-14 23:00
2024-01-15
2024-01-15 01:00
2024-01-15 02:00
2024-01-15 03:00
2024-01-15 04:00
2024-01-15 05:00
2024-01-15 06:00
2024-01-15 07:00
2024-01-15 08:00
2024-01-15 09:00
2024-01-15 10:00
2024-01-15 11:00
2024-01-15 12:00
2024-01-15 13:00
2024-01-15 14:00
2024-01-15 15:00
2024-01-15 16:00
2024-01-15 17:00
2024-01-15 18:00
2024-01-15 19:00
2024-01-15 20:00
2024-01-15 21:00
2024-01-15 22:00
2024-01-15 23:00
2024-01-16
2024-01-16 01:00
2024-01-16 02:00
2024-01-16 03:00
2024-01-16 04:00
2024-01-16 05:00
2024-01-16 06:00
2024-01-16 07:00
2024-01-16 08:00
2024-01-16 09:00
2024-01-16 10:00
2024-01-16 11:00
2024-01-16 12:00
2024-01-16 13:00
2024-01-16 14:00
2024-01-16 15:00
2024-01-16 16:00
2024-01-16 17:00
2024-01-16 18:00
2024-01-16 19:00
2024-01-16 20:00
2024-01-16 21:00
2024-01-16 22:00
2024-01-16 23:00
2024-01-17
2024-01-17 01:00
2024-01-17 02:00
2024-01-17 03:00
2024-01-17 04:00
2024-01-17 05:00
2024-01-17 06:00
2024-01-17 07:00
2024-01-17 08:00
2024-01-17 09:00
2024-01-17 10:00
2024-01-17 11:00
2024-01-17 12:00
2024-01-17 13:00
2024-01-17 14:00
2024-01-17 15:00
2024-01-17 16:00
2024-01-17 17:00
2024-01-17 18:00
2024-01-17 19:00
2024-01-17 20:00
2024-01-17 21:00
2024-01-17 22:00
2024-01-17 23:00
2024-01-18
2024-01-18 01:00
2024-01-18 02:00
2024-01-18 03:00
2024-01-18 04:00
2024-01-18 05:00
2024-01-18 06:00
2024-01-18 07:00
2024-01-18 08:00
2024-01-18 09:00
2024-01-18 10:00
2024-01-18 11:00
2024-01-18 12:00
2024-01-18 13:00
2024-01-18 14:00
2024-01-18 15:00
2024-01-18 16:00
2024-01-18 17:00
2024-01-18 18:00
2024-01-18 19:00
2024-01-18 20:00
2024-01-18 21:00
2024-01-18 22:00
2024-01-18 23:00
2024-01-19
2024-01-19 01:00
2024-01-19 02:00
2024-01-19 03:00
2024-01-19 04:00
2024-01-19 05:00
2024-01-19 06:00
2024-01-19 07:00
2024-01-19 08:00
2024-01-19 09:00
2024-01-19 10:00
2024-01-19 11:00
2024-01-19 12:00
2024-01-19 13:00
2024-01-19 14:00
2024-01-19 15:00
2024-01-19 16:00
2024-01-19 17:00
2024-01-19 18:00
2024-01-19 19:00
2024-01-19 20:00
2024-01-19 21:00
2024-01-19 22:00
2024-01-19 23:00
2024-01-20
2024-01-20 01:00
2024-01-20 02:00
2024-01-20 03:00
2024-01-20 04:00
2024-01-20 05:00
2024-01-20 06:00
2024-01-20 07:00
2024-01-20 08:00
2024-01-20 09:00
2024-01-20 10:00
2024-01-20 11:00
2024-01-20 12:00
2024-01-20 13:00
2024-01-20 14:00
2024-01-20 15:00
2024-01-20 16:00
2024-01-20 17:00
2024-01-20 18:00
2024-01-20 19:00
2024-01-20 20:00
2024-01-20 21:00
2024-01-20 22:00
2024-01-20 23:00
2024-01-21
2024-01-21 01:00
2024-01-21 02:00
2024-01-21 03:00
2024-01-21 04:00
2024-01-21 05:00
2024-01-21 06:00
2024-01-21 07:00
2024-01-21 08:00
2024-01-21 09:00
2024-01-21 10:00
2024-01-21 11:00
2024-01-21 12:00
2024-01-21 13:00
2024-01-21 14:00
2024-01-21 15:00
2024-01-21 16:00
2024-01-21 17:00
2024-01-21 18:00
2024-01-21 19:00
2024-01-21 20:00
2024-01-21 21:00
2024-01-21 22:00
2024-01-21 23:00
2024-01-22
2024-01-22 01:00
2024-01-22 02:00
2024-01-22 03:00
2024-01-22 04:00
2024-01-22 05:00
2024-01-22 06:00
2024-01-22 07:00
2024-01-22 08:00
2024-01-22 09:00
2024-01-22 10:00
2024-01-22 11:00
2024-01-22 12:00
2024-01-22 13:00
2024-01-22 14:00
2024-01-22 15:00
2024-01-22 16:00
2024-01-22 17:00
2024-01-22 18:00
2024-01-22 19:00
2024-01-22 20:00
2024-01-22 21:00
2024-01-22 22:00
2024-01-22 23:00
2024-01-23
2024-01-23 01:00
2024-01-23 02:00
2024-01-23 03:00
2024-01-23 04:00
2024-01-23 05:00
2024-01-23 06:00
2024-01-23 07:00
2024-01-23 08:00
2024-01-23 09:00
2024-01-23 10:00
2024-01-23 11:00
2024-01-23 12:00
2024-01-23 13:00
2024-01-23 14:00
2024-01-23 15:00
2024-01-23 16:00
2024-01-23 17:00
2024-01-23 18:00
2024-01-23 19:00
2024-01-23 20:00
2024-01-23 21:00
2024-01-23 22:00
2024-01-23 23:00
2024-01-24
2024-01-24 01:00
2024-01-24 02:00
2024-01-24 03:00
2024-01-24 04:00
2024-01-24 05:00
2024-01-24 06:00
2024-01-24 07:00
2024-01-24 08:00
2024-01-24 09:00
2024-01-24 10:00
2024-01-24 11:00
2024-01-24 12:00
2024-01-24 13:00
2024-01-24 14:00
2024-01-24 15:00
2024-01-24 16:00
2024-01-24 17:00
2024-01-24 18:00
2024-01-24 19:00
2024-01-24 20:00
2024-01-24 21:00
2024-01-24 22:00
2024-01-24 23:00
2024-01-25
2024-01-25 01:00
2024-01-25 02:00
2024-01-25 03:00
2024-01-25 04:00
2024-01-25 05:00
2024-01-25 06:00
2024-01-25 07:00
2024-01-25 08:00
2024-01-25 09:00
2024-01-25 10:00
2024-01-25 11:00
2024-01-25 12:00
2024-01-25 13:00
2024-01-25 14:00
2024-01-25 15:00
2024-01-25 16:00
2024-01-25 17:00
2024-01-25 18:00
2024-01-25 19:00
2024-01-25 20:00
2024-01-25 21:00
2024-01-25 22:00
2024-01-25 23:00
2024-01-26
2024-01-26 01:00
2024-01-26 02:00
2024-01-26 03:00
2024-01-26 04:00
2024-01-26 05:00
2024-01-26 06:00
2024-01-26 07:00
2024-01-26 08:00
2024-01-26 09:00
2024-01-26 10:00
2024-01-26 11:00
2024-01-26 12:00
2024-01-26 13:00
2024-01-26 14:00
2024-01-26 15:00
2024-01-26 16:00
2024-01-26 17:00
2024-01-26 18:00
2024-01-26 19:00
2024-01-26 20:00
2024-01-26 21:00
2024-01-26 22:00
2024-01-26 23:00
2024-01-27
2024-01-27 01:00
2024-01-27 02:00
2024-01-27 03:00
2024-01-27 04:00
2024-01-27 05:00
2024-01-27 06:00
2024-01-27 07:00
2024-01-27 08:00
2024-01-27 09:00
2024-01-27 10:00
2024-01-27 11:00
2024-01-27 12:00
2024-01-27 13:00
2024-01-27 14:00
2024-01-27 15:00
2024-01-27 16:00
2024-01-27 17:00
2024-01-27 18:00
2024-01-27 19:00
2024-01-27 20:00
2024-01-27 21:00
2024-01-27 22:00
2024-01-27 23:00
2024-01-28
2024-01-28 01:00
2024-01-28 02:00
2024-01-28 03:00
2024-01-28 04:00
2024-01-28 05:00
2024-01-28 06:00
2024-01-28 07:00
2024-01-28 08:00
2024-01-28 09:00
2024-01-28 10:00
2024-01-28 11:00
2024-01-28 12:00
2024-01-28 13:00
2024-01-28 14:00
2024-01-28 15:00
2024-01-28 16:00
2024-01-28 17:00
2024-01-28 18:00
2024-01-28 19:00
2024-01-28 20:00
2024-01-28 21:00
2024-01-28 22:00
2024-01-28 23:00
2024-01-29
2024-01-29 01:00
2024-01-29 02:00
2024-01-29 03:00
2024-01-29 04:00
2024-01-29 05:00
2024-01-29 06:00
2024-01-29 07:00
2024-01-29 08:00
2024-01-29 09:00
2024-01-29 10:00
2024-01-29 11:00
2024-01-29 12:00
2024-01-29 13:00
2024-01-29 14:00
2024-01-29 15:00
2024-01-29 16:00
2024-01-29 17:00
2024-01-29 18:00
2024-01-29 19:00
2024-01-29 20:00
2024-01-29 21:00
2024-01-29 22:00
2024-01-29 23:00
2024-01-30
2024-01-30 01:00
2024-01-30 02:00
2024-01-30 03:00
2024-01-30 04:00
2024-01-30 05:00
2024-01-30 06:00
2024-01-30 07:00
2024-01-30 08:00
2024-01-30 09:00
2024-01-30 10:00
2024-01-30 11:00
2024-01-30 12:00
2024-01-30 13:00
2024-01-30 14:00
2024-01-30 15:00
2024-01-30 16:00
2024-01-30 17:00
2024-01-30 18:00
2024-01-30 19:00
2024-01-30 20:00
2024-01-30 21:00
2024-01-30 22:00
2024-01-30 23:00
2024-01-31
2024-01-31 01:00
2024-01-31 02:00
2024-01-31 03:00
2024-01-31 04:00
2024-01-31 05:00
2024-01-31 06:00
2024-01-31 07:00
2024-01-31 08:00
2024-01-31 09:00
2024-01-31 10:00
2024-01-31 11:00
2024-01-31 12:00
2024-01-31 13:00
2024-01-31 14:00
2024-01-31 15:00
2024-01-31 16:00
2024-01-31 17:00
2024-01-31 18:00
2024-01-31 19:00
2024-01-31 20:00
2024-01-31 21:00
2024-01-31 22:00
2024-01-31 23:00
2024-02-01
2024-02-01 01:00
2024-02-01 02:00
2024-02-01 03:00
2024-02-01 04:00
2024-02-01 05:00
2024-02-01 06:00
2024-02-01 07:00
2024-02-01 08:00
2024-02-01 09:00
2024-02-01 10:00
2024-02-01 11:00
2024-02-01 12:00
2024-02-01 13:00
2024-02-01 14:00
2024-02-01 15:00
2024-02-01 16:00
2024-02-01 17:00
2024-02-01 18:00
2024-02-01 19:00
2024-02-01 20:00
2024-02-01 21:00
2024-02-01 22:00
2024-02-01 23:00
2024-02-02
2024-02-02 01:00
2024-02-02 02:00
2024-02-02 03:00
2024-02-02 04:00
2024-02-02 05:00
2024-02-02 06:00
2024-02-02 07:00
2024-02-02 08:00
2024-02-02 09:00
2024-02-02 10:00
2024-02-02 11:00
2024-02-02 12:00
2024-02-02 13:00
2024-02-02 14:00
2024-02-02 15:00
2024-02-02 16:00
2024-02-02 17:00
2024-02-02 18:00
2024-02-02 19:00
2024-02-02 20:00
2024-02-02 21:00
2024-02-02 22:00
2024-02-02 23:00
2024-02-03
2024-02-03 01:00
2024-02-03 02:00
2024-02-03 03:00
2024-02-03 04:00
2024-02-03 05:00
2024-02-03 06:00
2024-02-03 07:00
2024-02-03 08:00
2024-02-03 09:00
2024-02-03 10:00
2024-02-03 11:00
2024-02-03 12:00
2024-02-03 13:00
2024-02-03 14:00
2024-02-03 15:00
2024-02-03 16:00
2024-02-03 17:00
2024-02-03 18:00
2024-02-03 19:00
2024-02-03 20:00
2024-02-03 21:00
2024-02-03 22:00
2024-02-03 23:00
2024-02-04
2024-02-04 01:00
2024-02-04 02:00
2024-02-04 03:00
2024-02-04 04:00
2024-02-04 05:00
2024-02-04 06:00
2024-02-04 07:00
2024-02-04 08:00
2024-02-04 09:00
2024-02-04 10:00
2024-02-04 11:00
2024-02-04 12:00
2024-02-04 13:00
2024-02-04 14:00
2024-02-04 15:00
2024-02-04 16:00
2024-02-04 17:00
2024-02-04 18:00
2024-02-04 19:00
2024-02-04 20:00
2024-02-04 21:00
2024-02-04 22:00
2024-02-04 23:00
2024-02-05
2024-02-05 01:00
2024-02-05 02:00
2024-02-05 03:00
2024-02-05 04:00
2024-02-05 05:00
2024-02-05 06:00
2024-02-05 07:00
2024-02-05 08:00
2024-02-05 09:00
2024-02-05 10:00
2024-02-05 11:00
2024-02-05 12:00
2024-02-05 13:00
2024-02-05 14:00
2024-02-05 15:00
2024-02-05 16:00
2024-02-05 17:00
2024-02-05 18:00
2024-02-05 19:00
2024-02-05 20:00
2024-02-05 21:00
2024-02-05 22:00
2024-02-05 23:00
2024-02-06
2024-02-06 01:00
2024-02-06 02:00
2024-02-06 03:00
2024-02-06 04:00
2024-02-06 05:00
2024-02-06 06:00
2024-02-06 07:00
2024-02-06 08:00
2024-02-06 09:00
2024-02-06 10:00
2024-02-06 11:00
2024-02-06 12:00
2024-02-06 13:00
2024-02-06 14:00
2024-02-06 15:00
2024-02-06 16:00
2024-02-06 17:00
2024-02-06 18:00
2024-02-06 19:00
2024-02-06 20:00
2024-02-06 21:00
2024-02-06 22:00
2024-02-06 23:00
2024-02-07
2024-02-07 01:00
2024-02-07 02:00
2024-02-07 03:00
2024-02-07 04:00
2024-02-07 05:00
2024-02-07 06:00
2024-02-07 07:00
2024-02-07 08:00
2024-02-07 09:00
2024-02-07 10:00
2024-02-07 11:00
2024-02-07 12:00
2024-02-07 13:00
2024-02-07 14:00
2024-02-07 15:00
2024-02-07 16:00
2024-02-07 17:00
2024-02-07 18:00
2024-02-07 19:00
2024-02-07 20:00
2024-02-07 21:00
2024-02-07 22:00
2024-02-07 23:00
2024-02-08
2024-02-08 01:00
2024-02-08 02:00
2024-02-08 03:00
2024-02-08 04:00
2024-02-08 05:00
2024-02-08 06:00
2024-02-08 07:00
2024-02-08 08:00
2024-02-08 09:00
2024-02-08 10:00
2024-02-08 11:00
2024-02-08 12:00
2024-02-08 13:00
2024-02-08 14:00
2024-02-08 15:00
2024-02-08 16:00
2024-02-08 17:00
2024-02-08 18:00
2024-02-08 19:00
2024-02-08 20:00
2024-02-08 21:00
2024-02-08 22:00
2024-02-08 23:00
2024-02-09
2024-02-09 01:00
2024-02-09 02:00
2024-02-09 03:00
2024-02-09 04:00
2024-02-09 05:00
2024-02-09 06:00
2024-02-09 07:00
2024-02-09 08:00
2024-02-09 09:00
2024-02-09 10:00
2024-02-09 11:00
2024-02-09 12:00
2024-02-09 13:00
2024-02-09 14:00
2024-02-09 15:00
2024-02-09 16:00
2024-02-09 17:00
2024-02-09 18:00
2024-02-09 19:00
2024-02-09 20:00
2024-02-09 21:00
2024-02-09 22:00
2024-02-09 23:00
2024-02-10
2024-02-10 01:00
2024-02-10 02:00
2024-02-10 03:00
2024-02-10 04:00
2024-02-10 05:00
2024-02-10 06:00
2024-02-10 07:00
2024-02-10 08:00
2024-02-10 09:00
2024-02-10 10:00
2024-02-10 11:00
2024-02-10 12:00
2024-02-10 13:00
2024-02-10 14:00
2024-02-10 15:00
2024-02-10 16:00
2024-02-10 17:00
2024-02-10 18:00
2024-02-10 19:00
2024-02-10 20:00
2024-02-10 21:00
2024-02-10 22:00
2024-02-10 23:00
2024-02-11
2024-02-11 01:00
2024-02-11 02:00
2024-02-11 03:00
2024-02-11 04:00
2024-02-11 05:00
2024-02-11 06:00
2024-02-11 07:00
2024-02-11 08:00
2024-02-11 09:00
2024-02-11 10:00
2024-02-11 11:00
2024-02-11 12:00
2024-02-11 13:00
2024-02-11 14:00
2024-02-11 15:00
2024-02-11 16:00
2024-02-11 17:00
2024-02-11 18:00
2024-02-11 19:00
2024-02-11 20:00
2024-02-11 21:00
2024-02-11 22:00
2024-02-11 23:00
2024-02-12
2024-02-12 01:00
2024-02-12 02:00
2024-02-12 03:00
2024-02-12 04:00
2024-02-12 05:00
2024-02-12 06:00
2024-02-12 07:00
2024-02-12 08:00
2024-02-12 09:00
2024-02-12 10:00
2024-02-12 11:00
2024-02-12 12:00
2024-02-12 13:00
2024-02-12 14:00
2024-02-12 15:00
2024-02-12 16:00
2024-02-12 17:00
2024-02-12 18:00
2024-02-12 19:00
2024-02-12 20:00
2024-02-12 21:00
2024-02-12 22:00
2024-02-12 23:00
2024-02-13
2024-02-13 01:00
2024-02-13 02:00
2024-02-13 03:00
2024-02-13 04:00
2024-02-13 05:00
2024-02-13 06:00
2024-02-13 07:00
2024-02-13 08:00
2024-02-13 09:00
2024-02-13 10:00
2024-02-13 11:00
2024-02-13 12:00
2024-02-13 13:00
2024-02-13 14:00
2024-02-13 15:00
2024-02-13 16:00
2024-02-13 17:00
2024-02-13 18:00
2024-02-13 19:00
2024-02-13 20:00
2024-02-13 21:00
2024-02-13 22:00
2024-02-13 23:00
2024-02-14
2024-02-14 01:00
2024-02-14 02:00
2024-02-14 03:00
2024-02-14 04:00
2024-02-14 05:00
2024-02-14 06:00
2024-02-14 07:00
2024-02-14 08:00
2024-02-14 09:00
2024-02-14 10:00
2024-02-14 11:00
2024-02-14 12:00
2024-02-14 13:00
2024-02-14 14:00
2024-02-14 15:00
2024-02-14 16:00
2024-02-14 17:00
2024-02-14 18:00
2024-02-14 19:00
2024-02-14 20:00
2024-02-14 21:00
2024-02-14 22:00
2024-02-14 23:00
2024-02-15
2024-02-15 01:00
2024-02-15 02:00
2024-02-15 03:00
2024-02-15 04:00
2024-02-15 05:00
2024-02-15 06:00
2024-02-15 07:00
2024-02-15 08:00
2024-02-15 09:00
2024-02-15 10:00
2024-02-15 11:00
2024-02-15 12:00
2024-02-15 13:00
2024-02-15 14:00
2024-02-15 15:00
2024-02-15 16:00
2024-02-15 17:00
2024-02-15 18:00
2024-02-15 19:00
2024-02-15 20:00
2024-02-15 21:00
2024-02-15 22:00
2024-02-15 23:00
2024-02-16
2024-02-16 01:00
2024-02-16 02:00
2024-02-16 03:00
2024-02-16 04:00
2024-02-16 05:00
2024-02-16 06:00
2024-02-16 07:00
2024-02-16 08:00
2024-02-16 09:00
2024-02-16 10:00
2024-02-16 11:00
2024-02-16 12:00
2024-02-16 13:00
2024-02-16 14:00
2024-02-16 15:00
2024-02-16 16:00
2024-02-16 17:00
2024-02-16 18:00
2024-02-16 19:00
2024-02-16 20:00
2024-02-16 21:00
2024-02-16 22:00
2024-02-16 23:00
2024-02-17
2024-02-17 01:00
2024-02-17 02:00
2024-02-17 03:00
2024-02-17 04:00
2024-02-17 05:00
2024-02-17 06:00
2024-02-17 07:00
2024-02-17 08:00
2024-02-17 09:00
2024-02-17 10:00
2024-02-17 11:00
2024-02-17 12:00
2024-02-17 13:00
2024-02-17 14:00
2024-02-17 15:00
2024-02-17 16:00
2024-02-17 17:00
2024-02-17 18:00
2024-02-17 19:00
2024-02-17 20:00
2024-02-17 21:00
2024-02-17 22:00
2024-02-17 23:00
2024-02-18
2024-02-18 01:00
2024-02-18 02:00
2024-02-18 03:00
2024-02-18 04:00
2024-02-18 05:00
2024-02-18 06:00
2024-02-18 07:00
2024-02-18 08:00
2024-02-18 09:00
2024-02-18 10:00
2024-02-18 11:00
2024-02-18 12:00
2024-02-18 13:00
2024-02-18 14:00
2024-02-18 15:00
2024-02-18 16:00
2024-02-18 17:00
2024-02-18 18:00
2024-02-18 19:00
2024-02-18 20:00
2024-02-18 21:00
2024-02-18 22:00
2024-02-18 23:00
2024-02-19
2024-02-19 01:00
2024-02-19 02:00
2024-02-19 03:00
2024-02-19 04:00
2024-02-19 05:00
2024-02-19 06:00
2024-02-19 07:00
2024-02-19 08:00
2024-02-19 09:00
2024-02-19 10:00
2024-02-19 11:00
2024-02-19 12:00
2024-02-19 13:00
2024-02-19 14:00
2024-02-19 15:00
2024-02-19 16:00
2024-02-19 17:00
2024-02-19 18:00
2024-02-19 19:00
2024-02-19 20:00
2024-02-19 21:00
2024-02-19 22:00
2024-02-19 23:00
2024-02-20
2024-02-20 01:00
2024-02-20 02:00
2024-02-20 03:00
2024-02-20 04:00
2024-02-20 05:00
2024-02-20 06:00
2024-02-20 07:00
2024-02-20 08:00
2024-02-20 09:00
2024-02-20 10:00
2024-02-20 11:00
2024-02-20 12:00
2024-02-20 13:00
2024-02-20 14:00
2024-02-20 15:00
2024-02-20 16:00
2024-02-20 17:00
2024-02-20 18:00
2024-02-20 19:00
2024-02-20 20:00
2024-02-20 21:00
2024-02-20 22:00
2024-02-20 23:00
2024-02-21
2024-02-21 01:00
2024-02-21 02:00
2024-02-21 03:00
2024-02-21 04:00
2024-02-21 05:00
2024-02-21 06:00
2024-02-21 07:00
2024-02-21 08:00
2024-02-21 09:00
2024-02-21 10:00
2024-02-21 11:00
2024-02-21 12:00
2024-02-21 13:00
2024-02-21 14:00
2024-02-21 15:00
2024-02-21 16:00
2024-02-21 17:00
2024-02-21 18:00
2024-02-21 19:00
2024-02-21 20:00
2024-02-21 21:00
2024-02-21 22:00
2024-02-21 23:00
2024-02-22
2024-02-22 01:00
2024-02-22 02:00
2024-02-22 03:00
2024-02-22 04:00
2024-02-22 05:00
2024-02-22 06:00
2024-02-22 07:00
2024-02-22 08:00
2024-02-22 09:00
2024-02-22 10:00
2024-02-22 11:00
2024-02-22 12:00
2024-02-22 13:00
2024-02-22 14:00
2024-02-22 15:00
2024-02-22 16:00
2024-02-22 17:00
2024-02-22 18:00
2024-02-22 19:00
2024-02-22 20:00
2024-02-22 21:00
2024-02-22 22:00
2024-02-22 23:00
2024-02-23
2024-02-23 01:00
2024-02-23 02:00
2024-02-23 03:00
2024-02-23 04:00
2024-02-23 05:00
2024-02-23 06:00
2024-02-23 07:00
2024-02-23 08:00
2024-02-23 09:00
2024-02-23 10:00
2024-02-23 11:00
2024-02-23 12:00
2024-02-23 13:00
2024-02-23 14:00
2024-02-23 15:00
2024-02-23 16:00
2024-02-23 17:00
2024-02-23 18:00
2024-02-23 19:00
2024-02-23 20:00
2024-02-23 21:00
2024-02-23 22:00
2024-02-23 23:00
2024-02-24
2024-02-24 01:00
2024-02-24 02:00
2024-02-24 03:00
2024-02-24 04:00
2024-02-24 05:00
2024-02-24 06:00
2024-02-24 07:00
2024-02-24 08:00
2024-02-24 09:00
2024-02-24 10:00
2024-02-24 11:00
2024-02-24 12:00
2024-02-24 13:00
2024-02-24 14:00
2024-02-24 15:00
2024-02-24 16:00
2024-02-24 17:00
2024-02-24 18:00
2024-02-24 19:00
2024-02-24 20:00
2024-02-24 21:00
2024-02-24 22:00
2024-02-24 23:00
2024-02-25
2024-02-25 01:00
2024-02-25 02:00
2024-02-25 03:00
2024-02-25 04:00
2024-02-25 05:00
2024-02-25 06:00
2024-02-25 07:00
2024-02-25 08:00
2024-02-25 09:00
2024-02-25 10:00
2024-02-25 11:00
2024-02-25 12:00
2024-02-25 13:00
2024-02-25 14:00
2024-02-25 15:00
2024-02-25 16:00
2024-02-25 17:00
2024-02-25 18:00
2024-02-25 19:00
2024-02-25 20:00
2024-02-25 21:00
2024-02-25 22:00
2024-02-25 23:00
2024-02-26
2024-02-26 01:00
2024-02-26 02:00
2024-02-26 03:00
2024-02-26 04:00
2024-02-26 05:00
2024-02-26 06:00
2024-02-26 07:00
2024-02-26 08:00
2024-02-26 09:00
2024-02-26 10:00
2024-02-26 11:00
2024-02-26 12:00
2024-02-26 13:00
2024-02-26 14:00
2024-02-26 15:00
2024-02-26 16:00
2024-02-26 17:00
2024-02-26 18:00
2024-02-26 19:00
2024-02-26 20:00
2024-02-26 21:00
2024-02-26 22:00
2024-02-26 23:00
2024-02-27
2024-02-27 01:00
2024-02-27 02:00
2024-02-27 03:00
2024-02-27 04:00
2024-02-27 05:00
2024-02-27 06:00
2024-02-27 07:00
2024-02-27 08:00
2024-02-27 09:00
2024-02-27 10:00
2024-02-27 11:00
2024-02-27 12:00
2024-02-27 13:00
2024-02-27 14:00
2024-02-27 15:00
2024-02-27 16:00
2024-02-27 17:00
2024-02-27 18:00
2024-02-27 19:00
2024-02-27 20:00
2024-02-27 21:00
2024-02-27 22:00
2024-02-27 23:00
2024-02-28
2024-02-28 01:00
2024-02-28 02:00
2024-02-28 03:00
2024-02-28 04:00
2024-02-28 05:00
2024-02-28 06:00
2024-02-28 07:00
2024-02-28 08:00
2024-02-28 09:00
2024-02-28 10:00
2024-02-28 11:00
2024-02-28 12:00
2024-02-28 13:00
2024-02-28 14:00
2024-02-28 15:00
2024-02-28 16:00
2024-02-28 17:00
2024-02-28 18:00
2024-02-28 19:00
2024-02-28 20:00
2024-02-28 21:00
2024-02-28 22:00
2024-02-28 23:00
2024-02-29
2024-02-29 01:00
2024-02-29 02:00
2024-02-29 03:00
2024-02-29 04:00
2024-02-29 05:00
2024-02-29 06:00
2024-02-29 07:00
2024-02-29 08:00
2024-02-29 09:00
2024-02-29 10:00
2024-02-29 11:00
2024-02-29 12:00
2024-02-29 13:00
2024-02-29 14:00
2024-02-29 15:00
2024-02-29 16:00
2024-02-29 17:00
2024-02-29 18:00
2024-02-29 19:00
2024-02-29 20:00
2024-02-29 21:00
2024-02-29 22:00
2024-02-29 23:00
2024-03-01
2024-03-01 01:00
2024-03-01 02:00
2024-03-01 03:00
2024-03-01 04:00
2024-03-01 05:00
2024-03-01 06:00
2024-03-01 07:00
2024-03-01 08:00
2024-03-01 09:00
2024-03-01 10:00
2024-03-01 11:00
2024-03-01 12:00
2024-03-01 13:00
2024-03-01 14:00
2024-03-01 15:00
2024-03-01 16:00
2024-03-01 17:00
2024-03-01 18:00
2024-03-01 19:00
2024-03-01 20:00
2024-03-01 21:00
2024-03-01 22:00
2024-03-01 23:00
2024-03-02
2024-03-02 01:00
2024-03-02 02:00
2024-03-02 03:00
2024-03-02 04:00
2024-03-02 05:00
2024-03-02 06:00
2024-03-02 07:00
2024-03-02 08:00
2024-03-02 09:00
2024-03-02 10:00
2024-03-02 11:00
2024-03-02 12:00
2024-03-02 13:00
2024-03-02 14:00
2024-03-02 15:00
2024-03-02 16:00
2024-03-02 17:00
2024-03-02 18:00
2024-03-02 19:00
2024-03-02 20:00
2024-03-02 21:00
2024-03-02 22:00
2024-03-02 23:00
2024-03-03
2024-03-03 01:00
2024-03-03 02:00
2024-03-03 03:00
2024-03-03 04:00
2024-03-03 05:00
2024-03-03 06:00
2024-03-03 07:00
2024-03-03 08:00
2024-03-03 09:00
2024-03-03 10:00
2024-03-03 11:00
2024-03-03 12:00
2024-03-03 13:00
2024-03-03 14:00
2024-03-03 15:00
2024-03-03 16:00
2024-03-03 17:00
2024-03-03 18:00
2024-03-03 19:00
2024-03-03 20:00
2024-03-03 21:00
2024-03-03 22:00
2024-03-03 23:00
2024-03-04
2024-03-04 01:00
2024-03-04 02:00
2024-03-04 03:00
2024-03-04 04:00
2024-03-04 05:00
2024-03-04 06:00
2024-03-04 07:00
2024-03-04 08:00
2024-03-04 09:00
2024-03-04 10:00
2024-03-04 11:00
2024-03-04 12:00
2024-03-04 13:00
2024-03-04 14:00
2024-03-04 15:00
2024-03-04 16:00
2024-03-04 17:00
2024-03-04 18:00
2024-03-04 19:00
2024-03-04 20:00
2024-03-04 21:00
2024-03-04 22:00
2024-03-04 23:00
2024-03-05
2024-03-05 01:00
2024-03-05 02:00
2024-03-05 03:00
2024-03-05 04:00
2024-03-05 05:00
2024-03-05 06:00
2024-03-05 07:00
2024-03-05 08:00
2024-03-05 09:00
2024-03-05 10:00
2024-03-05 11:00
2024-03-05 12:00
2024-03-05 13:00
2024-03-05 14:00
2024-03-05 15:00
2024-03-05 16:00
2024-03-05 17:00
2024-03-05 18:00
2024-03-05 19:00
2024-03-05 20:00
2024-03-05 21:00
2024-03-05 22:00
2024-03-05 23:00
2024-03-06
2024-03-06 01:00
2024-03-06 02:00
2024-03-06 03:00
2024-03-06 04:00
2024-03-06 05:00
2024-03-06 06:00
2024-03-06 07:00
2024-03-06 08:00
2024-03-06 09:00
2024-03-06 10:00
2024-03-06 11:00
2024-03-06 12:00
2024-03-06 13:00
2024-03-06 14:00
2024-03-06 15:00
2024-03-06 16:00
2024-03-06 17:00
2024-03-06 18:00
2024-03-06 19:00
2024-03-06 20:00
2024-03-06 21:00
2024-03-06 22:00
2024-03-06 23:00
2024-03-07
2024-03-07 01:00
2024-03-07 02:00
2024-03-07 03:00
2024-03-07 04:00
2024-03-07 05:00
2024-03-07 06:00
2024-03-07 07:00
2024-03-07 08:00
2024-03-07 09:00
2024-03-07 10:00
2024-03-07 11:00
2024-03-07 12:00
2024-03-07 13:00
2024-03-07 14:00
2024-03-07 15:00
2024-03-07 16:00
2024-03-07 17:00
2024-03-07 18:00
2024-03-07 19:00
2024-03-07 20:00
2024-03-07 21:00
2024-03-07 22:00
2024-03-07 23:00
2024-03-08
2024-03-08 01:00
2024-03-08 02:00
2024-03-08 03:00
2024-03-08 04:00
2024-03-08 05:00
2024-03-08 06:00
2024-03-08 07:00
2024-03-08 08:00
2024-03-08 09:00
2024-03-08 10:00
2024-03-08 11:00
2024-03-08 12:00
2024-03-08 13:00
2024-03-08 14:00
2024-03-08 15:00
2024-03-08 16:00
2024-03-08 17:00
2024-03-08 18:00
2024-03-08 19:00
2024-03-08 20:00
2024-03-08 21:00
2024-03-08 22:00
2024-03-08 23:00
2024-03-09
2024-03-09 01:00
2024-03-09 02:00
2024-03-09 03:00
2024-03-09 04:00
2024-03-09 05:00
2024-03-09 06:00
2024-03-09 07:00
2024-03-09 08:00
2024-03-09 09:00
2024-03-09 10:00
2024-03-09 11:00
2024-03-09 12:00
2024-03-09 13:00
2024-03-09 14:00
2024-03-09 15:00
2024-03-09 16:00
2024-03-09 17:00
2024-03-09 18:00
2024-03-09 19:00
2024-03-09 20:00
2024-03-09 21:00
2024-03-09 22:00
2024-03-09 23:00
2024-03-10
2024-03-10 01:00
2024-03-10 02:00
2024-03-10 03:00
2024-03-10 04:00
2024-03-10 05:00
2024-03-10 06:00
2024-03-10 07:00
2024-03-10 08:00
2024-03-10 09:00
2024-03-10 10:00
2024-03-10 11:00
2024-03-10 12:00
2024-03-10 13:00
2024-03-10 14:00
2024-03-10 15:00
2024-03-10 16:00
2024-03-10 17:00
2024-03-10 18:00
2024-03-10 19:00
2024-03-10 20:00
2024-03-10 21:00
2024-03-10 22:00
2024-03-10 23:00
2024-03-11
2024-03-11 01:00
2024-03-11 02:00
2024-03-11 03:00
2024-03-11 04:00
2024-03-11 05:00
2024-03-11 06:00
2024-03-11 07:00
2024-03-11 08:00
2024-03-11 09:00
2024-03-11 10:00
2024-03-11 11:00
2024-03-11 12:00
2024-03-11 13:00
2024-03-11 14:00
2024-03-11 15:00
2024-03-11 16:00
2024-03-11 17:00
2024-03-11 18:00
2024-03-11 19:00
2024-03-11 20:00
2024-03-11 21:00
2024-03-11 22:00
2024-03-11 23:00
2024-03-12
2024-03-12 01:00
2024-03-12 02:00
2024-03-12 03:00
2024-03-12 04:00
2024-03-12 05:00
2024-03-12 06:00
2024-03-12 07:00
2024-03-12 08:00
2024-03-12 09:00
2024-03-12 10:00
2024-03-12 11:00
2024-03-12 12:00
2024-03-12 13:00
2024-03-12 14:00
2024-03-12 15:00
2024-03-12 16:00
2024-03-12 17:00
2024-03-12 18:00
2024-03-12 19:00
2024-03-12 20:00
2024-03-12 21:00
2024-03-12 22:00
2024-03-12 23:00
2024-03-13
2024-03-13 01:00
2024-03-13 02:00
2024-03-13 03:00
2024-03-13 04:00
2024-03-13 05:00
2024-03-13 06:00
2024-03-13 07:00
2024-03-13 08:00
2024-03-13 09:00
2024-03-13 10:00
2024-03-13 11:00
2024-03-13 12:00
2024-03-13 13:00
2024-03-13 14:00
2024-03-13 15:00
2024-03-13 16:00
2024-03-13 17:00
2024-03-13 18:00
2024-03-13 19:00
2024-03-13 20:00
2024-03-13 21:00
2024-03-13 22:00
2024-03-13 23:00
2024-03-14
2024-03-14 01:00
2024-03-14 02:00
2024-03-14 03:00
2024-03-14 04:00
2024-03-14 05:00
2024-03-14 06:00
2024-03-14 07:00
2024-03-14 08:00
2024-03-14 09:00
2024-03-14 10:00
2024-03-14 11:00
2024-03-14 12:00
2024-03-14 13:00
2024-03-14 14:00
2024-03-14 15:00
2024-03-14 16:00
2024-03-14 17:00
2024-03-14 18:00
2024-03-14 19:00
2024-03-14 20:00
2024-03-14 21:00
2024-03-14 22:00
2024-03-14 23:00
2024-03-15
2024-03-15 01:00
2024-03-15 02:00
2024-03-15 03:00
2024-03-15 04:00
2024-03-15 05:00
2024-03-15 06:00
2024-03-15 07:00
2024-03-15 08:00
2024-03-15 09:00
2024-03-15 10:00
2024-03-15 11:00
2024-03-15 12:00
2024-03-15 13:00
2024-03-15 14:00
2024-03-15 15:00
2024-03-15 16:00
2024-03-15 17:00
2024-03-15 18:00
2024-03-15 19:00
2024-03-15 20:00
2024-03-15 21:00
2024-03-15 22:00
2024-03-15 23:00
2024-03-16
2024-03-16 01:00
2024-03-16 02:00
2024-03-16 03:00
2024-03-16 04:00
2024-03-16 05:00
2024-03-16 06:00
2024-03-16 07:00
2024-03-16 08:00
2024-03-16 09:00
2024-03-16 10:00
2024-03-16 11:00
2024-03-16 12:00
2024-03-16 13:00
2024-03-16 14:00
2024-03-16 15:00
2024-03-16 16:00
2024-03-16 17:00
2024-03-16 18:00
2024-03-16 19:00
2024-03-16 20:00
2024-03-16 21:00
2024-03-16 22:00
2024-03-16 23:00
2024-03-17
2024-03-17 01:00
2024-03-17 02:00
2024-03-17 03:00
2024-03-17 04:00
2024-03-17 05:00
2024-03-17 06:00
2024-03-17 07:00
2024-03-17 08:00
2024-03-17 09:00
2024-03-17 10:00
2024-03-17 11:00
2024-03-17 12:00
2024-03-17 13:00
2024-03-17 14:00
2024-03-17 15:00
2024-03-17 16:00
2024-03-17 17:00
2024-03-17 18:00
2024-03-17 19:00
2024-03-17 20:00
2024-03-17 21:00
2024-03-17 22:00
2024-03-17 23:00
2024-03-18
2024-03-18 01:00
2024-03-18 02:00
2024-03-18 03:00
2024-03-18 04:00
2024-03-18 05:00
2024-03-18 06:00
2024-03-18 07:00
2024-03-18 08:00
2024-03-18 09:00
2024-03-18 10:00
2024-03-18 11:00
2024-03-18 12:00
2024-03-18 13:00
2024-03-18 14:00
2024-03-18 15:00
2024-03-18 16:00
2024-03-18 17:00
2024-03-18 18:00
2024-03-18 19:00
2024-03-18 20:00
2024-03-18 21:00
2024-03-18 22:00
2024-03-18 23:00
2024-03-19
2024-03-19 01:00
2024-03-19 02:00
2024-03-19 03:00
2024-03-19 04:00
2024-03-19 05:00
2024-03-19 06:00
2024-03-19 07:00
2024-03-19 08:00
2024-03-19 09:00
2024-03-19 10:00
2024-03-19 11:00
2024-03-19 12:00
2024-03-19 13:00
2024-03-19 14:00
2024-03-19 15:00
2024-03-19 16:00
2024-03-19 17:00
2024-03-19 18:00
2024-03-19 19:00
2024-03-19 20:00
2024-03-19 21:00
2024-03-19 22:00
2024-03-19 23:00
2024-03-20
2024-03-20 01:00
2024-03-20 02:00
2024-03-20 03:00
2024-03-20 04:00
2024-03-20 05:00
2024-03-20 06:00
2024-03-20 07:00
2024-03-20 08:00
2024-03-20 09:00
2024-03-20 10:00
2024-03-20 11:00
2024-03-20 12:00
2024-03-20 13:00
2024-03-20 14:00
2024-03-20 15:00
2024-03-20 16:00
2024-03-20 17:00
2024-03-20 18:00
2024-03-20 19:00
2024-03-20 20:00
2024-03-20 21:00
2024-03-20 22:00
2024-03-20 23:00
2024-03-21
2024-03-21 01:00
2024-03-21 02:00
2024-03-21 03:00
2024-03-21 04:00
2024-03-21 05:00
2024-03-21 06:00
2024-03-21 07:00
2024-03-21 08:00
2024-03-21 09:00
2024-03-21 10:00
2024-03-21 11:00
2024-03-21 12:00
2024-03-21 13:00
2024-03-21 14:00
2024-03-21 15:00
2024-03-21 16:00
2024-03-21 17:00
2024-03-21 18:00
2024-03-21 19:00
2024-03-21 20:00
2024-03-21 21:00
2024-03-21 22:00
2024-03-21 23:00
2024-03-22
2024-03-22 01:00
2024-03-22 02:00
2024-03-22 03:00
2024-03-22 04:00
2024-03-22 05:00
2024-03-22 06:00
2024-03-22 07:00
2024-03-22 08:00
2024-03-22 09:00
2024-03-22 10:00
2024-03-22 11:00
2024-03-22 12:00
2024-03-22 13:00
2024-03-22 14:00
2024-03-22 15:00
2024-03-22 16:00
2024-03-22 17:00
2024-03-22 18:00
2024-03-22 19:00
2024-03-22 20:00
2024-03-22 21:00
2024-03-22 22:00
2024-03-22 23:00
2024-03-23
2024-03-23 01:00
2024-03-23 02:00
2024-03-23 03:00
2024-03-23 04:00
2024-03-23 05:00
2024-03-23 06:00
2024-03-23 07:00
2024-03-23 08:00
2024-03-23 09:00
2024-03-23 10:00
2024-03-23 11:00
2024-03-23 12:00
2024-03-23 13:00
2024-03-23 14:00
2024-03-23 15:00
2024-03-23 16:00
2024-03-23 17:00
2024-03-23 18:00
2024-03-23 19:00
2024-03-23 20:00
2024-03-23 21:00
2024-03-23 22:00
2024-03-23 23:00
2024-03-24
2024-03-24 01:00
2024-03-24 02:00
2024-03-24 03:00
2024-03-24 04:00
2024-03-24 05:00
2024-03-24 06:00
2024-03-24 07:00
2024-03-24 08:00
2024-03-24 09:00
2024-03-24 10:00
2024-03-24 11:00
2024-03-24 12:00
2024-03-24 13:00
2024-03-24 14:00
2024-03-24 15:00
2024-03-24 16:00
2024-03-24 17:00
2024-03-24 18:00
2024-03-24 19:00
2024-03-24 20:00
2024-03-24 21:00
2024-03-24 22:00
2024-03-24 23:00
2024-03-25
2024-03-25 01:00
2024-03-25 02:00
2024-03-25 03:00
2024-03-25 04:00
2024-03-25 05:00
2024-03-25 06:00
2024-03-25 07:00
2024-03-25 08:00
2024-03-25 09:00
2024-03-25 10:00
2024-03-25 11:00
2024-03-25 12:00
2024-03-25 13:00
2024-03-25 14:00
2024-03-25 15:00
2024-03-25 16:00
2024-03-25 17:00
2024-03-25 18:00
2024-03-25 19:00
2024-03-25 20:00
2024-03-25 21:00
2024-03-25 22:00
2024-03-25 23:00
2024-03-26
2024-03-26 01:00
2024-03-26 02:00
2024-03-26 03:00
2024-03-26 04:00
2024-03-26 05:00
2024-03-26 06:00
2024-03-26 07:00
2024-03-26 08:00
2024-03-26 09:00
2024-03-26 10:00
2024-03-26 11:00
2024-03-26 12:00
2024-03-26 13:00
2024-03-26 14:00
2024-03-26 15:00
2024-03-26 16:00
2024-03-26 17:00
2024-03-26 18:00
2024-03-26 19:00
2024-03-26 20:00
2024-03-26 21:00
2024-03-26 22:00
2024-03-26 23:00
2024-03-27
2024-03-27 01:00
2024-03-27 02:00
2024-03-27 03:00
2024-03-27 04:00
2024-03-27 05:00
2024-03-27 06:00
2024-03-27 07:00
2024-03-27 08:00
2024-03-27 09:00
2024-03-27 10:00
2024-03-27 11:00
2024-03-27 12:00
2024-03-27 13:00
2024-03-27 14:00
2024-03-27 15:00
2024-03-27 16:00
2024-03-27 17:00
2024-03-27 18:00
2024-03-27 19:00
2024-03-27 20:00
2024-03-27 21:00
2024-03-27 22:00
2024-03-27 23:00
2024-03-28
2024-03-28 01:00
2024-03-28 02:00
2024-03-28 03:00
2024-03-28 04:00
2024-03-28 05:00
2024-03-28 06:00
2024-03-28 07:00
2024-03-28 08:00
2024-03-28 09:00
2024-03-28 10:00
2024-03-28 11:00
2024-03-28 12:00
2024-03-28 13:00
2024-03-28 14:00
2024-03-28 15:00
2024-03-28 16:00
2024-03-28 17:00
2024-03-28 18:00
2024-03-28 19:00
2024-03-28 20:00
2024-03-28 21:00
2024-03-28 22:00
2024-03-28 23:00
2024-03-29
2024-03-29 01:00
2024-03-29 02:00
2024-03-29 03:00
2024-03-29 04:00
2024-03-29 05:00
2024-03-29 06:00
2024-03-29 07:00
2024-03-29 08:00
2024-03-29 09:00
2024-03-29 10:00
2024-03-29 11:00
2024-03-29 12:00
2024-03-29 13:00
2024-03-29 14:00
2024-03-29 15:00
2024-03-29 16:00
2024-03-29 17:00
2024-03-29 18:00
2024-03-29 19:00
2024-03-29 20:00
2024-03-29 21:00
2024-03-29 22:00
2024-03-29 23:00
2024-03-30
2024-03-30 01:00
2024-03-30 02:00
2024-03-30 03:00
2024-03-30 04:00
2024-03-30 05:00
2024-03-30 06:00
2024-03-30 07:00
2024-03-30 08:00
2024-03-30 09:00
2024-03-30 10:00
2024-03-30 11:00
2024-03-30 12:00
2024-03-30 13:00
2024-03-30 14:00
2024-03-30 15:00
2024-03-30 16:00
2024-03-30 17:00
2024-03-30 18:00
2024-03-30 19:00
2024-03-30 20:00
2024-03-30 21:00
2024-03-30 22:00
2024-03-30 23:00
2024-03-31
2024-03-31 01:00
2024-03-31 02:00
2024-03-31 03:00
2024-03-31 04:00
2024-03-31 05:00
2024-03-31 06:00
2024-03-31 07:00
2024-03-31 08:00
2024-03-31 09:00
2024-03-31 10:00
2024-03-31 11:00
2024-03-31 12:00
2024-03-31 13:00
2024-03-31 14:00
2024-03-31 15:00
2024-03-31 16:00
2024-03-31 17:00
2024-03-31 18:00
2024-03-31 19:00
2024-03-31 20:00
2024-03-31 21:00
2024-03-31 22:00
2024-03-31 23:00
2024-04-01
2024-04-01 01:00
2024-04-01 02:00
2024-04-01 03:00
2024-04-01 04:00
2024-04-01 05:00
2024-04-01 06:00
2024-04-01 07:00
2024-04-01 08:00
2024-04-01 09:00
2024-04-01 10:00
2024-04-01 11:00
2024-04-01 12:00
2024-04-01 13:00
2024-04-01 14:00
2024-04-01 15:00
2024-04-01 16:00
2024-04-01 17:00
2024-04-01 18:00
2024-04-01 19:00
2024-04-01 20:00
2024-04-01 21:00
2024-04-01 22:00
2024-04-01 23:00
2024-04-02
2024-04-02 01:00
2024-04-02 02:00
2024-04-02 03:00
2024-04-02 04:00
2024-04-02 05:00
2024-04-02 06:00
2024-04-02 07:00
2024-04-02 08:00
2024-04-02 09:00
2024-04-02 10:00
2024-04-02 11:00
2024-04-02 12:00
2024-04-02 13:00
2024-04-02 14:00
2024-04-02 15:00
2024-04-02 16:00
2024-04-02 17:00
2024-04-02 18:00
2024-04-02 19:00
2024-04-02 20:00
2024-04-02 21:00
2024-04-02 22:00
2024-04-02 23:00
2024-04-03
2024-04-03 01:00
2024-04-03 02:00
2024-04-03 03:00
2024-04-03 04:00
2024-04-03 05:00
2024-04-03 06:00
2024-04-03 07:00
2024-04-03 08:00
2024-04-03 09:00
2024-04-03 10:00
2024-04-03 11:00
2024-04-03 12:00
2024-04-03 13:00
2024-04-03 14:00
2024-04-03 15:00
2024-04-03 16:00
2024-04-03 17:00
2024-04-03 18:00
2024-04-03 19:00
2024-04-03 20:00
2024-04-03 21:00
2024-04-03 22:00
2024-04-03 23:00
2024-04-04
2024-04-04 01:00
2024-04-04 02:00
2024-04-04 03:00
2024-04-04 04:00
2024-04-04 05:00
2024-04-04 06:00
2024-04-04 07:00
2024-04-04 08:00
2024-04-04 09:00
2024-04-04 10:00
2024-04-04 11:00
2024-04-04 12:00
2024-04-04 13:00
2024-04-04 14:00
2024-04-04 15:00
2024-04-04 16:00
2024-04-04 17:00
2024-04-04 18:00
2024-04-04 19:00
2024-04-04 20:00
2024-04-04 21:00
2024-04-04 22:00
2024-04-04 23:00
2024-04-05
2024-04-05 01:00
2024-04-05 02:00
2024-04-05 03:00
2024-04-05 04:00
2024-04-05 05:00
2024-04-05 06:00
2024-04-05 07:00
2024-04-05 08:00
2024-04-05 09:00
2024-04-05 10:00
2024-04-05 11:00
2024-04-05 12:00
2024-04-05 13:00
2024-04-05 14:00
2024-04-05 15:00
2024-04-05 16:00
2024-04-05 17:00
2024-04-05 18:00
2024-04-05 19:00
2024-04-05 20:00
2024-04-05 21:00
2024-04-05 22:00
2024-04-05 23:00
2024-04-06
2024-04-06 01:00
2024-04-06 02:00
2024-04-06 03:00
2024-04-06 04:00
2024-04-06 05:00
2024-04-06 06:00
2024-04-06 07:00
2024-04-06 08:00
2024-04-06 09:00
2024-04-06 10:00
2024-04-06 11:00
2024-04-06 12:00
2024-04-06 13:00
2024-04-06 14:00
2024-04-06 15:00
2024-04-06 16:00
2024-04-06 17:00
2024-04-06 18:00
2024-04-06 19:00
2024-04-06 20:00
2024-04-06 21:00
2024-04-06 22:00
2024-04-06 23:00
2024-04-07
2024-04-07 01:00
2024-04-07 02:00
2024-04-07 03:00
2024-04-07 04:00
2024-04-07 05:00
2024-04-07 06:00
2024-04-07 07:00
2024-04-07 08:00
2024-04-07 09:00
2024-04-07 10:00
2024-04-07 11:00
2024-04-07 12:00
2024-04-07 13:00
2024-04-07 14:00
2024-04-07 15:00
2024-04-07 16:00
2024-04-07 17:00
2024-04-07 18:00
2024-04-07 19:00
2024-04-07 20:00
2024-04-07 21:00
2024-04-07 22:00
2024-04-07 23:00
2024-04-08
2024-04-08 01:00
2024-04-08 02:00
2024-04-08 03:00
2024-04-08 04:00
2024-04-08 05:00
2024-04-08 06:00
2024-04-08 07:00
2024-04-08 08:00
2024-04-08 09:00
2024-04-08 10:00
2024-04-08 11:00
2024-04-08 12:00
2024-04-08 13:00
2024-04-08 14:00
2024-04-08 15:00
2024-04-08 16:00
2024-04-08 17:00
2024-04-08 18:00
2024-04-08 19:00
2024-04-08 20:00
2024-04-08 21:00
2024-04-08 22:00
2024-04-08 23:00
2024-04-09
2024-04-09 01:00
2024-04-09 02:00
2024-04-09 03:00
2024-04-09 04:00
2024-04-09 05:00
2024-04-09 06:00
2024-04-09 07:00
2024-04-09 08:00
2024-04-09 09:00
2024-04-09 10:00
2024-04-09 11:00
2024-04-09 12:00
2024-04-09 13:00
2024-04-09 14:00
2024-04-09 15:00
2024-04-09 16:00
2024-04-09 17:00
2024-04-09 18:00
2024-04-09 19:00
2024-04-09 20:00
2024-04-09 21:00
2024-04-09 22:00
2024-04-09 23:00
2024-04-10
2024-04-10 01:00
2024-04-10 02:00
2024-04-10 03:00
2024-04-10 04:00
2024-04-10 05:00
2024-04-10 06:00
2024-04-10 07:00
2024-04-10 08:00
2024-04-10 09:00
2024-04-10 10:00
2024-04-10 11:00
2024-04-10 12:00
2024-04-10 13:00
2024-04-10 14:00
2024-04-10 15:00
2024-04-10 16:00
2024-04-10 17:00
2024-04-10 18:00
2024-04-10 19:00
2024-04-10 20:00
2024-04-10 21:00
2024-04-10 22:00
2024-04-10 23:00
2024-04-11
2024-04-11 01:00
2024-04-11 02:00
2024-04-11 03:00
2024-04-11 04:00
2024-04-11 05:00
2024-04-11 06:00
2024-04-11 07:00
2024-04-11 08:00
2024-04-11 09:00
2024-04-11 10:00
2024-04-11 11:00
2024-04-11 12:00
2024-04-11 13:00
2024-04-11 14:00
2024-04-11 15:00
2024-04-11 16:00
2024-04-11 17:00
2024-04-11 18:00
2024-04-11 19:00
2024-04-11 20:00
2024-04-11 21:00
2024-04-11 22:00
2024-04-11 23:00
2024-04-12
2024-04-12 01:00
2024-04-12 02:00
2024-04-12 03:00
2024-04-12 04:00
2024-04-12 05:00
2024-04-12 06:00
2024-04-12 07:00
2024-04-12 08:00
2024-04-12 09:00
2024-04-12 10:00
2024-04-12 11:00
2024-04-12 12:00
2024-04-12 13:00
2024-04-12 14:00
2024-04-12 15:00
2024-04-12 16:00
2024-04-12 17:00
2024-04-12 18:00
2024-04-12 19:00
2024-04-12 20:00
2024-04-12 21:00
2024-04-12 22:00
2024-04-12 23:00
2024-04-13
2024-04-13 01:00
2024-04-13 02:00
2024-04-13 03:00
2024-04-13 04:00
2024-04-13 05:00
2024-04-13 06:00
2024-04-13 07:00
2024-04-13 08:00
2024-04-13 09:00
2024-04-13 10:00
2024-04-13 11:00
2024-04-13 12:00
2024-04-13 13:00
2024-04-13 14:00
2024-04-13 15:00
2024-04-13 16:00
2024-04-13 17:00
2024-04-13 18:00
2024-04-13 19:00
2024-04-13 20:00
2024-04-13 21:00
2024-04-13 22:00
2024-04-13 23:00
2024-04-14
2024-04-14 01:00
2024-04-14 02:00
2024-04-14 03:00
2024-04-14 04:00
2024-04-14 05:00
2024-04-14 06:00
2024-04-14 07:00
2024-04-14 08:00
2024-04-14 09:00
2024-04-14 10:00
2024-04-14 11:00
2024-04-14 12:00
2024-04-14 13:00
2024-04-14 14:00
2024-04-14 15:00
2024-04-14 16:00
2024-04-14 17:00
2024-04-14 18:00
2024-04-14 19:00
2024-04-14 20:00
2024-04-14 21:00
2024-04-14 22:00
2024-04-14 23:00
2024-04-15
2024-04-15 01:00
2024-04-15 02:00
2024-04-15 03:00
2024-04-15 04:00
2024-04-15 05:00
2024-04-15 06:00
2024-04-15 07:00
2024-04-15 08:00
2024-04-15 09:00
2024-04-15 10:00
2024-04-15 11:00
2024-04-15 12:00
2024-04-15 13:00
2024-04-15 14:00
2024-04-15 15:00
2024-04-15 16:00
2024-04-15 17:00
2024-04-15 18:00
2024-04-15 19:00
2024-04-15 20:00
2024-04-15 21:00
2024-04-15 22:00
2024-04-15 23:00
2024-04-16
2024-04-16 01:00
2024-04-16 02:00
2024-04-16 03:00
2024-04-16 04:00
2024-04-16 05:00
2024-04-16 06:00
2024-04-16 07:00
2024-04-16 08:00
2024-04-16 09:00
2024-04-16 10:00
2024-04-16 11:00
2024-04-16 12:00
2024-04-16 13:00
2024-04-16 14:00
2024-04-16 15:00
2024-04-16 16:00
2024-04-16 17:00
2024-04-16 18:00
2024-04-16 19:00
2024-04-16 20:00
2024-04-16 21:00
2024-04-16 22:00
2024-04-16 23:00
2024-04-17
2024-04-17 01:00
2024-04-17 02:00
2024-04-17 03:00
2024-04-17 04:00
2024-04-17 05:00
2024-04-17 06:00
2024-04-17 07:00
2024-04-17 08:00
2024-04-17 09:00
2024-04-17 10:00
2024-04-17 11:00
2024-04-17 12:00
2024-04-17 13:00
2024-04-17 14:00
2024-04-17 15:00
2024-04-17 16:00
2024-04-17 17:00
2024-04-17 18:00
2024-04-17 19:00
2024-04-17 20:00
2024-04-17 21:00
2024-04-17 22:00
2024-04-17 23:00
2024-04-18
2024-04-18 01:00
2024-04-18 02:00
2024-04-18 03:00
2024-04-18 04:00
2024-04-18 05:00
2024-04-18 06:00
2024-04-18 07:00
2024-04-18 08:00
2024-04-18 09:00
2024-04-18 10:00
2024-04-18 11:00
2024-04-18 12:00
2024-04-18 13:00
2024-04-18 14:00
2024-04-18 15:00
2024-04-18 16:00
2024-04-18 17:00
2024-04-18 18:00
2024-04-18 19:00
2024-04-18 20:00
2024-04-18 21:00
2024-04-18 22:00
2024-04-18 23:00
2024-04-19
2024-04-19 01:00
2024-04-19 02:00
2024-04-19 03:00
2024-04-19 04:00
2024-04-19 05:00
2024-04-19 06:00
2024-04-19 07:00
2024-04-19 08:00
2024-04-19 09:00
2024-04-19 10:00
2024-04-19 11:00
2024-04-19 12:00
2024-04-19 13:00
2024-04-19 14:00
2024-04-19 15:00
2024-04-19 16:00
2024-04-19 17:00
2024-04-19 18:00
2024-04-19 19:00
2024-04-19 20:00
2024-04-19 21:00
2024-04-19 22:00
2024-04-19 23:00
2024-04-20
2024-04-20 01:00
2024-04-20 02:00
2024-04-20 03:00
2024-04-20 04:00
2024-04-20 05:00
2024-04-20 06:00
2024-04-20 07:00
2024-04-20 08:00
2024-04-20 09:00
2024-04-20 10:00
2024-04-20 11:00
2024-04-20 12:00
2024-04-20 13:00
2024-04-20 14:00
2024-04-20 15:00
2024-04-20 16:00
2024-04-20 17:00
2024-04-20 18:00
2024-04-20 19:00
2024-04-20 20:00
2024-04-20 21:00
2024-04-20 22:00
2024-04-20 23:00
2024-04-21
2024-04-21 01:00
2024-04-21 02:00
2024-04-21 03:00
2024-04-21 04:00
2024-04-21 05:00
2024-04-21 06:00
2024-04-21 07:00
2024-04-21 08:00
2024-04-21 09:00
2024-04-21 10:00
2024-04-21 11:00
2024-04-21 12:00
2024-04-21 13:00
2024-04-21 14:00
2024-04-21 15:00
2024-04-21 16:00
2024-04-21 17:00
2024-04-21 18:00
2024-04-21 19:00
2024-04-21 20:00
2024-04-21 21:00
2024-04-21 22:00
2024-04-21 23:00
2024-04-22
2024-04-22 01:00
2024-04-22 02:00
2024-04-22 03:00
2024-04-22 04:00
2024-04-22 05:00
2024-04-22 06:00
2024-04-22 07:00
2024-04-22 08:00
2024-04-22 09:00
2024-04-22 10:00
2024-04-22 11:00
2024-04-22 12:00
2024-04-22 13:00
2024-04-22 14:00
2024-04-22 15:00
2024-04-22 16:00
2024-04-22 17:00
2024-04-22 18:00
2024-04-22 19:00
2024-04-22 20:00
2024-04-22 21:00
2024-04-22 22:00
2024-04-22 23:00
2024-04-23
2024-04-23 01:00
2024-04-23 02:00
2024-04-23 03:00
2024-04-23 04:00
2024-04-23 05:00
2024-04-23 06:00
2024-04-23 07:00
2024-04-23 08:00
2024-04-23 09:00
2024-04-23 10:00
2024-04-23 11:00
2024-04-23 12:00
2024-04-23 13:00
2024-04-23 14:00
2024-04-23 15:00
2024-04-23 16:00
2024-04-23 17:00
2024-04-23 18:00
2024-04-23 19:00
2024-04-23 20:00
2024-04-23 21:00
2024-04-23 22:00
2024-04-23 23:00
2024-04-24
2024-04-24 01:00
2024-04-24 02:00
2024-04-24 03:00
2024-04-24 04:00
2024-04-24 05:00
2024-04-24 06:00
2024-04-24 07:00
2024-04-24 08:00
2024-04-24 09:00
2024-04-24 10:00
2024-04-24 11:00
2024-04-24 12:00
2024-04-24 13:00
2024-04-24 14:00
2024-04-24 15:00
2024-04-24 16:00
2024-04-24 17:00
2024-04-24 18:00
2024-04-24 19:00
2024-04-24 20:00
2024-04-24 21:00
2024-04-24 22:00
2024-04-24 23:00
2024-04-25
2024-04-25 01:00
2024-04-25 02:00
2024-04-25 03:00
2024-04-25 04:00
2024-04-25 05:00
2024-04-25 06:00
2024-04-25 07:00
2024-04-25 08:00
2024-04-25 09:00
2024-04-25 10:00
2024-04-25 11:00
2024-04-25 12:00
2024-04-25 13:00
2024-04-25 14:00
2024-04-25 15:00
2024-04-25 16:00
2024-04-25 17:00
2024-04-25 18:00
2024-04-25 19:00
2024-04-25 20:00
2024-04-25 21:00
2024-04-25 22:00
2024-04-25 23:00
2024-04-26
2024-04-26 01:00
2024-04-26 02:00
2024-04-26 03:00
2024-04-26 04:00
2024-04-26 05:00
2024-04-26 06:00
2024-04-26 07:00
2024-04-26 08:00
2024-04-26 09:00
2024-04-26 10:00
2024-04-26 11:00
2024-04-26 12:00
2024-04-26 13:00
2024-04-26 14:00
2024-04-26 15:00
2024-04-26 16:00
2024-04-26 17:00
2024-04-26 18:00
2024-04-26 19:00
2024-04-26 20:00
2024-04-26 21:00
2024-04-26 22:00
2024-04-26 23:00
2024-04-27
2024-04-27 01:00
2024-04-27 02:00
2024-04-27 03:00
2024-04-27 04:00
2024-04-27 05:00
2024-04-27 06:00
2024-04-27 07:00
2024-04-27 08:00
2024-04-27 09:00
2024-04-27 10:00
2024-04-27 11:00
2024-04-27 12:00
2024-04-27 13:00
2024-04-27 14:00
2024-04-27 15:00
2024-04-27 16:00
2024-04-27 17:00
2024-04-27 18:00
2024-04-27 19:00
2024-04-27 20:00
2024-04-27 21:00
2024-04-27 22:00
2024-04-27 23:00
2024-04-28
2024-04-28 01:00
2024-04-28 02:00
2024-04-28 03:00
2024-04-28 04:00
2024-04-28 05:00
2024-04-28 06:00
2024-04-28 07:00
2024-04-28 08:00
2024-04-28 09:00
2024-04-28 10:00
2024-04-28 11:00
2024-04-28 12:00
2024-04-28 13:00
2024-04-28 14:00
2024-04-28 15:00
2024-04-28 16:00
2024-04-28 17:00
2024-04-28 18:00
2024-04-28 19:00
2024-04-28 20:00
2024-04-28 21:00
2024-04-28 22:00
2024-04-28 23:00
2024-04-29
2024-04-29 01:00
2024-04-29 02:00
2024-04-29 03:00
2024-04-29 04:00
2024-04-29 05:00
2024-04-29 06:00
2024-04-29 07:00
2024-04-29 08:00
2024-04-29 09:00
2024-04-29 10:00
2024-04-29 11:00
2024-04-29 12:00
2024-04-29 13:00
2024-04-29 14:00
2024-04-29 15:00
2024-04-29 16:00
2024-04-29 17:00
2024-04-29 18:00
2024-04-29 19:00
2024-04-29 20:00
2024-04-29 21:00
2024-04-29 22:00
2024-04-29 23:00
2024-04-30
2024-04-30 01:00
2024-04-30 02:00
2024-04-30 03:00
2024-04-30 04:00
2024-04-30 05:00
2024-04-30 06:00
2024-04-30 07:00
2024-04-30 08:00
2024-04-30 09:00
2024-04-30 10:00
2024-04-30 11:00
2024-04-30 12:00
2024-04-30 13:00
2024-04-30 14:00
2024-04-30 15:00
2024-04-30 16:00
2024-04-30 17:00
2024-04-30 18:00
2024-04-30 19:00
2024-04-30 20:00
2024-04-30 21:00
2024-04-30 22:00
2024-04-30 23:00
2024-05-01
2024-05-01 01:00
2024-05-01 02:00
2024-05-01 03:00
2024-05-01 04:00
2024-05-01 05:00
2024-05-01 06:00
2024-05-01 07:00
2024-05-01 08:00
2024-05-01 09:00
2024-05-01 10:00
2024-05-01 11:00
2024-05-01 12:00
2024-05-01 13:00
2024-05-01 14:00
2024-05-01 15:00
2024-05-01 16:00
2024-05-01 17:00
2024-05-01 18:00
2024-05-01 19:00
2024-05-01 20:00
2024-05-01 21:00
2024-05-01 22:00
2024-05-01 23:00
2024-05-02
2024-05-02 01:00
2024-05-02 02:00
2024-05-02 03:00
2024-05-02 04:00
2024-05-02 05:00
2024-05-02 06:00
2024-05-02 07:00
2024-05-02 08:00
2024-05-02 09:00
2024-05-02 10:00
2024-05-02 11:00
2024-05-02 12:00
2024-05-02 13:00
2024-05-02 14:00
2024-05-02 15:00
2024-05-02 16:00
2024-05-02 17:00
2024-05-02 18:00
2024-05-02 19:00
2024-05-02 20:00
2024-05-02 21:00
2024-05-02 22:00
2024-05-02 23:00
2024-05-03
2024-05-03 01:00
2024-05-03 02:00
2024-05-03 03:00
2024-05-03 04:00
2024-05-03 05:00
2024-05-03 06:00
2024-05-03 07:00
2024-05-03 08:00
2024-05-03 09:00
2024-05-03 10:00
2024-05-03 11:00
2024-05-03 12:00
2024-05-03 13:00
2024-05-03 14:00
2024-05-03 15:00
2024-05-03 16:00
2024-05-03 17:00
2024-05-03 18:00
2024-05-03 19:00
2024-05-03 20:00
2024-05-03 21:00
2024-05-03 22:00
2024-05-03 23:00
2024-05-04
2024-05-04 01:00
2024-05-04 02:00
2024-05-04 03:00
2024-05-04 04:00
2024-05-04 05:00
2024-05-04 06:00
2024-05-04 07:00
2024-05-04 08:00
2024-05-04 09:00
2024-05-04 10:00
2024-05-04 11:00
2024-05-04 12:00
2024-05-04 13:00
2024-05-04 14:00
2024-05-04 15:00
2024-05-04 16:00
2024-05-04 17:00
2024-05-04 18:00
2024-05-04 19:00
2024-05-04 20:00
2024-05-04 21:00
2024-05-04 22:00
2024-05-04 23:00
2024-05-05
2024-05-05 01:00
2024-05-05 02:00
2024-05-05 03:00
2024-05-05 04:00
2024-05-05 05:00
2024-05-05 06:00
2024-05-05 07:00
2024-05-05 08:00
2024-05-05 09:00
2024-05-05 10:00
2024-05-05 11:00
2024-05-05 12:00
2024-05-05 13:00
2024-05-05 14:00
2024-05-05 15:00
2024-05-05 16:00
2024-05-05 17:00
2024-05-05 18:00
2024-05-05 19:00
2024-05-05 20:00
2024-05-05 21:00
2024-05-05 22:00
2024-05-05 23:00
2024-05-06
2024-05-06 01:00
2024-05-06 02:00
2024-05-06 03:00
2024-05-06 04:00
2024-05-06 05:00
2024-05-06 06:00
2024-05-06 07:00
2024-05-06 08:00
2024-05-06 09:00
2024-05-06 10:00
2024-05-06 11:00
2024-05-06 12:00
2024-05-06 13:00
2024-05-06 14:00
2024-05-06 15:00
2024-05-06 16:00
2024-05-06 17:00
2024-05-06 18:00
2024-05-06 19:00
2024-05-06 20:00
2024-05-06 21:00
2024-05-06 22:00
2024-05-06 23:00
2024-05-07
2024-05-07 01:00
2024-05-07 02:00
2024-05-07 03:00
2024-05-07 04:00
2024-05-07 05:00
2024-05-07 06:00
2024-05-07 07:00
2024-05-07 08:00
2024-05-07 09:00
2024-05-07 10:00
2024-05-07 11:00
2024-05-07 12:00
2024-05-07 13:00
2024-05-07 14:00
2024-05-07 15:00
2024-05-07 16:00
2024-05-07 17:00
2024-05-07 18:00
2024-05-07 19:00
2024-05-07 20:00
2024-05-07 21:00
2024-05-07 22:00
2024-05-07 23:00
2024-05-08
2024-05-08 01:00
2024-05-08 02:00
2024-05-08 03:00
2024-05-08 04:00
2024-05-08 05:00
2024-05-08 06:00
2024-05-08 07:00
2024-05-08 08:00
2024-05-08 09:00
2024-05-08 10:00
2024-05-08 11:00
2024-05-08 12:00
2024-05-08 13:00
2024-05-08 14:00
2024-05-08 15:00
2024-05-08 16:00
2024-05-08 17:00
2024-05-08 18:00
2024-05-08 19:00
2024-05-08 20:00
2024-05-08 21:00
2024-05-08 22:00
2024-05-08 23:00
2024-05-09
2024-05-09 01:00
2024-05-09 02:00
2024-05-09 03:00
2024-05-09 04:00
2024-05-09 05:00
2024-05-09 06:00
2024-05-09 07:00
2024-05-09 08:00
2024-05-09 09:00
2024-05-09 10:00
2024-05-09 11:00
2024-05-09 12:00
2024-05-09 13:00
2024-05-09 14:00
2024-05-09 15:00
2024-05-09 16:00
2024-05-09 17:00
2024-05-09 18:00
2024-05-09 19:00
2024-05-09 20:00
2024-05-09 21:00
2024-05-09 22:00
2024-05-09 23:00
2024-05-10
2024-05-10 01:00
2024-05-10 02:00
2024-05-10 03:00
2024-05-10 04:00
2024-05-10 05:00
2024-05-10 06:00
2024-05-10 07:00
2024-05-10 08:00
2024-05-10 09:00
2024-05-10 10:00
2024-05-10 11:00
2024-05-10 12:00
2024-05-10 13:00
2024-05-10 14:00
2024-05-10 15:00
2024-05-10 16:00
2024-05-10 17:00
2024-05-10 18:00
2024-05-10 19:00
2024-05-10 20:00
2024-05-10 21:00
2024-05-10 22:00
2024-05-10 23:00
2024-05-11
2024-05-11 01:00
2024-05-11 02:00
2024-05-11 03:00
2024-05-11 04:00
2024-05-11 05:00
2024-05-11 06:00
2024-05-11 07:00
2024-05-11 08:00
2024-05-11 09:00
2024-05-11 10:00
2024-05-11 11:00
2024-05-11 12:00
2024-05-11 13:00
2024-05-11 14:00
2024-05-11 15:00
2024-05-11 16:00
2024-05-11 17:00
2024-05-11 18:00
2024-05-11 19:00
2024-05-11 20:00
2024-05-11 21:00
2024-05-11 22:00
2024-05-11 23:00
2024-05-12
2024-05-12 01:00
2024-05-12 02:00
2024-05-12 03:00
2024-05-12 04:00
2024-05-12 05:00
2024-05-12 06:00
2024-05-12 07:00
2024-05-12 08:00
2024-05-12 09:00
2024-05-12 10:00
2024-05-12 11:00
2024-05-12 12:00
2024-05-12 13:00
2024-05-12 14:00
2024-05-12 15:00
2024-05-12 16:00
2024-05-12 17:00
2024-05-12 18:00
2024-05-12 19:00
2024-05-12 20:00
2024-05-12 21:00
2024-05-12 22:00
2024-05-12 23:00
2024-05-13
2024-05-13 01:00
2024-05-13 02:00
2024-05-13 03:00
2024-05-13 04:00
2024-05-13 05:00
2024-05-13 06:00
2024-05-13 07:00
2024-05-13 08:00
2024-05-13 09:00
2024-05-13 10:00
2024-05-13 11:00
2024-05-13 12:00
2024-05-13 13:00
2024-05-13 14:00
2024-05-13 15:00
2024-05-13 16:00
2024-05-13 17:00
2024-05-13 18:00
2024-05-13 19:00
2024-05-13 20:00
2024-05-13 21:00
2024-05-13 22:00
2024-05-13 23:00
2024-05-14
2024-05-14 01:00
2024-05-14 02:00
2024-05-14 03:00
2024-05-14 04:00
2024-05-14 05:00
2024-05-14 06:00
2024-05-14 07:00
2024-05-14 08:00
2024-05-14 09:00
2024-05-14 10:00
2024-05-14 11:00
2024-05-14 12:00
2024-05-14 13:00
2024-05-14 14:00
2024-05-14 15:00
2024-05-14 16:00
2024-05-14 17:00
2024-05-14 18:00
2024-05-14 19:00
2024-05-14 20:00
2024-05-14 21:00
2024-05-14 22:00
2024-05-14 23:00
2024-05-15
2024-05-15 01:00
2024-05-15 02:00
2024-05-15 03:00
2024-05-15 04:00
2024-05-15 05:00
2024-05-15 06:00
2024-05-15 07:00
2024-05-15 08:00
2024-05-15 09:00
2024-05-15 10:00
2024-05-15 11:00
2024-05-15 12:00
2024-05-15 13:00
2024-05-15 14:00
2024-05-15 15:00
2024-05-15 16:00
2024-05-15 17:00
2024-05-15 18:00
2024-05-15 19:00
2024-05-15 20:00
2024-05-15 21:00
2024-05-15 22:00
2024-05-15 23:00
2024-05-16
2024-05-16 01:00
2024-05-16 02:00
2024-05-16 03:00
2024-05-16 04:00
2024-05-16 05:00
2024-05-16 06:00
2024-05-16 07:00
2024-05-16 08:00
2024-05-16 09:00
2024-05-16 10:00
2024-05-16 11:00
2024-05-16 12:00
2024-05-16 13:00
2024-05-16 14:00
2024-05-16 15:00
2024-05-16 16:00
2024-05-16 17:00
2024-05-16 18:00
2024-05-16 19:00
2024-05-16 20:00
2024-05-16 21:00
2024-05-16 22:00
2024-05-16 23:00
2024-05-17
2024-05-17 01:00
2024-05-17 02:00
2024-05-17 03:00
2024-05-17 04:00
2024-05-17 05:00
2024-05-17 06:00
2024-05-17 07:00
2024-05-17 08:00
2024-05-17 09:00
2024-05-17 10:00
2024-05-17 11:00
2024-05-17 12:00
2024-05-17 13:00
2024-05-17 14:00
2024-05-17 15:00
2024-05-17 16:00
2024-05-17 17:00
2024-05-17 18:00
2024-05-17 19:00
2024-05-17 20:00
2024-05-17 21:00
2024-05-17 22:00
2024-05-17 23:00
2024-05-18
2024-05-18 01:00
2024-05-18 02:00
2024-05-18 03:00
2024-05-18 04:00
2024-05-18 05:00
2024-05-18 06:00
2024-05-18 07:00
2024-05-18 08:00
2024-05-18 09:00
2024-05-18 10:00
2024-05-18 11:00
2024-05-18 12:00
2024-05-18 13:00
2024-05-18 14:00
2024-05-18 15:00
2024-05-18 16:00
2024-05-18 17:00
2024-05-18 18:00
2024-05-18 19:00
2024-05-18 20:00
2024-05-18 21:00
2024-05-18 22:00
2024-05-18 23:00
2024-05-19
2024-05-19 01:00
2024-05-19 02:00
2024-05-19 03:00
2024-05-19 04:00
2024-05-19 05:00
2024-05-19 06:00
2024-05-19 07:00
2024-05-19 08:00
2024-05-19 09:00
2024-05-19 10:00
2024-05-19 11:00
2024-05-19 12:00
2024-05-19 13:00
2024-05-19 14:00
2024-05-19 15:00
2024-05-19 16:00
2024-05-19 17:00
2024-05-19 18:00
2024-05-19 19:00
2024-05-19 20:00
2024-05-19 21:00
2024-05-19 22:00
2024-05-19 23:00
2024-05-20
2024-05-20 01:00
2024-05-20 02:00
2024-05-20 03:00
2024-05-20 04:00
2024-05-20 05:00
2024-05-20 06:00
2024-05-20 07:00
2024-05-20 08:00
2024-05-20 09:00
2024-05-20 10:00
2024-05-20 11:00
2024-05-20 12:00
2024-05-20 13:00
2024-05-20 14:00
2024-05-20 15:00
2024-05-20 16:00
2024-05-20 17:00
2024-05-20 18:00
2024-05-20 19:00
2024-05-20 20:00
2024-05-20 21:00
2024-05-20 22:00
2024-05-20 23:00
2024-05-21
2024-05-21 01:00
2024-05-21 02:00
2024-05-21 03:00
2024-05-21 04:00
2024-05-21 05:00
2024-05-21 06:00
2024-05-21 07:00
2024-05-21 08:00
2024-05-21 09:00
2024-05-21 10:00
2024-05-21 11:00
2024-05-21 12:00
2024-05-21 13:00
2024-05-21 14:00
2024-05-21 15:00
2024-05-21 16:00
2024-05-21 17:00
2024-05-21 18:00
2024-05-21 19:00
2024-05-21 20:00
2024-05-21 21:00
2024-05-21 22:00
2024-05-21 23:00
2024-05-22
2024-05-22 01:00
2024-05-22 02:00
2024-05-22 03:00
2024-05-22 04:00
2024-05-22 05:00
2024-05-22 06:00
2024-05-22 07:00
2024-05-22 08:00
2024-05-22 09:00
2024-05-22 10:00
2024-05-22 11:00
2024-05-22 12:00
2024-05-22 13:00
2024-05-22 14:00
2024-05-22 15:00
2024-05-22 16:00
2024-05-22 17:00
2024-05-22 18:00
2024-05-22 19:00
2024-05-22 20:00
2024-05-22 21:00
2024-05-22 22:00
2024-05-22 23:00
2024-05-23
2024-05-23 01:00
2024-05-23 02:00
2024-05-23 03:00
2024-05-23 04:00
2024-05-23 05:00
2024-05-23 06:00
2024-05-23 07:00
2024-05-23 08:00
2024-05-23 09:00
2024-05-23 10:00
2024-05-23 11:00
2024-05-23 12:00
2024-05-23 13:00
2024-05-23 14:00
2024-05-23 15:00
2024-05-23 16:00
2024-05-23 17:00
2024-05-23 18:00
2024-05-23 19:00
2024-05-23 20:00
2024-05-23 21:00
2024-05-23 22:00
2024-05-23 23:00
2024-05-24
2024-05-24 01:00
2024-05-24 02:00
2024-05-24 03:00
2024-05-24 04:00
2024-05-24 05:00
2024-05-24 06:00
2024-05-24 07:00
2024-05-24 08:00
2024-05-24 09:00
2024-05-24 10:00
2024-05-24 11:00
2024-05-24 12:00
2024-05-24 13:00
2024-05-24 14:00
2024-05-24 15:00
2024-05-24 16:00
2024-05-24 17:00
2024-05-24 18:00
2024-05-24 19:00
2024-05-24 20:00
2024-05-24 21:00
2024-05-24 22:00
2024-05-24 23:00
2024-05-25
2024-05-25 01:00
2024-05-25 02:00
2024-05-25 03:00
2024-05-25 04:00
2024-05-25 05:00
2024-05-25 06:00
2024-05-25 07:00
2024-05-25 08:00
2024-05-25 09:00
2024-05-25 10:00
2024-05-25 11:00
2024-05-25 12:00
2024-05-25 13:00
2024-05-25 14:00
2024-05-25 15:00
2024-05-25 16:00
2024-05-25 17:00
2024-05-25 18:00
2024-05-25 19:00
2024-05-25 20:00
2024-05-25 21:00
2024-05-25 22:00
2024-05-25 23:00
2024-05-26
2024-05-26 01:00
2024-05-26 02:00
2024-05-26 03:00
2024-05-26 04:00
2024-05-26 05:00
2024-05-26 06:00
2024-05-26 07:00
2024-05-26 08:00
2024-05-26 09:00
2024-05-26 10:00
2024-05-26 11:00
2024-05-26 12:00
2024-05-26 13:00
2024-05-26 14:00
2024-05-26 15:00
2024-05-26 16:00
2024-05-26 17:00
2024-05-26 18:00
2024-05-26 19:00
2024-05-26 20:00
2024-05-26 21:00
2024-05-26 22:00
2024-05-26 23:00
2024-05-27
2024-05-27 01:00
2024-05-27 02:00
2024-05-27 03:00
2024-05-27 04:00
2024-05-27 05:00
2024-05-27 06:00
2024-05-27 07:00
2024-05-27 08:00
2024-05-27 09:00
2024-05-27 10:00
2024-05-27 11:00
2024-05-27 12:00
2024-05-27 13:00
2024-05-27 14:00
2024-05-27 15:00
2024-05-27 16:00
2024-05-27 17:00
2024-05-27 18:00
2024-05-27 19:00
2024-05-27 20:00
2024-05-27 21:00
2024-05-27 22:00
2024-05-27 23:00
2024-05-28
2024-05-28 01:00
2024-05-28 02:00
2024-05-28 03:00
2024-05-28 04:00
2024-05-28 05:00
2024-05-28 06:00
2024-05-28 07:00
2024-05-28 08:00
2024-05-28 09:00
2024-05-28 10:00
2024-05-28 11:00
2024-05-28 12:00
2024-05-28 13:00
2024-05-28 14:00
2024-05-28 15:00
2024-05-28 16:00
2024-05-28 17:00
2024-05-28 18:00
2024-05-28 19:00
2024-05-28 20:00
2024-05-28 21:00
2024-05-28 22:00
2024-05-28 23:00
2024-05-29
2024-05-29 01:00
2024-05-29 02:00
2024-05-29 03:00
2024-05-29 04:00
2024-05-29 05:00
2024-05-29 06:00
2024-05-29 07:00
2024-05-29 08:00
2024-05-29 09:00
2024-05-29 10:00
2024-05-29 11:00
2024-05-29 12:00
2024-05-29 13:00
2024-05-29 14:00
2024-05-29 15:00
2024-05-29 16:00
2024-05-29 17:00
2024-05-29 18:00
2024-05-29 19:00
2024-05-29 20:00
2024-05-29 21:00
2024-05-29 22:00
2024-05-29 23:00
2024-05-30
2024-05-30 01:00
2024-05-30 02:00
2024-05-30 03:00
2024-05-30 04:00
2024-05-30 05:00
2024-05-30 06:00
2024-05-30 07:00
2024-05-30 08:00
2024-05-30 09:00
2024-05-30 10:00
2024-05-30 11:00
2024-05-30 12:00
2024-05-30 13:00
2024-05-30 14:00
2024-05-30 15:00
2024-05-30 16:00
2024-05-30 17:00
2024-05-30 18:00
2024-05-30 19:00
2024-05-30 20:00
2024-05-30 21:00
2024-05-30 22:00
2024-05-30 23:00
2024-05-31
2024-05-31 01:00
2024-05-31 02:00
2024-05-31 03:00
2024-05-31 04:00
2024-05-31 05:00
2024-05-31 06:00
2024-05-31 07:00
2024-05-31 08:00
2024-05-31 09:00
2024-05-31 10:00
2024-05-31 11:00
2024-05-31 12:00
2024-05-31 13:00
2024-05-31 14:00
2024-05-31 15:00
2024-05-31 16:00
2024-05-31 17:00
2024-05-31 18:00
2024-05-31 19:00
2024-05-31 20:00
2024-05-31 21:00
2024-05-31 22:00
2024-05-31 23:00
2024-06-01
2024-06-01 01:00
2024-06-01 02:00
2024-06-01 03:00
2024-06-01 04:00
2024-06-01 05:00
2024-06-01 06:00
2024-06-01 07:00
2024-06-01 08:00
2024-06-01 09:00
2024-06-01 10:00
2024-06-01 11:00
2024-06-01 12:00
2024-06-01 13:00
2024-06-01 14:00
2024-06-01 15:00
2024-06-01 16:00
2024-06-01 17:00
2024-06-01 18:00
2024-06-01 19:00
2024-06-01 20:00
2024-06-01 21:00
2024-06-01 22:00
2024-06-01 23:00
2024-06-02
2024-06-02 01:00
2024-06-02 02:00
2024-06-02 03:00
2024-06-02 04:00
2024-06-02 05:00
2024-06-02 06:00
2024-06-02 07:00
2024-06-02 08:00
2024-06-02 09:00
2024-06-02 10:00
2024-06-02 11:00
2024-06-02 12:00
2024-06-02 13:00
2024-06-02 14:00
2024-06-02 15:00
2024-06-02 16:00
2024-06-02 17:00
2024-06-02 18:00
2024-06-02 19:00
2024-06-02 20:00
2024-06-02 21:00
2024-06-02 22:00
2024-06-02 23:00
2024-06-03
2024-06-03 01:00
2024-06-03 02:00
2024-06-03 03:00
2024-06-03 04:00
2024-06-03 05:00
2024-06-03 06:00
2024-06-03 07:00
2024-06-03 08:00
2024-06-03 09:00
2024-06-03 10:00
2024-06-03 11:00
2024-06-03 12:00
2024-06-03 13:00
2024-06-03 14:00
2024-06-03 15:00
2024-06-03 16:00
2024-06-03 17:00
2024-06-03 18:00
2024-06-03 19:00
2024-06-03 20:00
2024-06-03 21:00
2024-06-03 22:00
2024-06-03 23:00
2024-06-04
2024-06-04 01:00
2024-06-04 02:00
2024-06-04 03:00
2024-06-04 04:00
2024-06-04 05:00
2024-06-04 06:00
2024-06-04 07:00
2024-06-04 08:00
2024-06-04 09:00
2024-06-04 10:00
2024-06-04 11:00
2024-06-04 12:00
2024-06-04 13:00
2024-06-04 14:00
2024-06-04 15:00
2024-06-04 16:00
2024-06-04 17:00
2024-06-04 18:00
2024-06-04 19:00
2024-06-04 20:00
2024-06-04 21:00
2024-06-04 22:00
2024-06-04 23:00
2024-06-05
2024-06-05 01:00
2024-06-05 02:00
2024-06-05 03:00
2024-06-05 04:00
2024-06-05 05:00
2024-06-05 06:00
2024-06-05 07:00
2024-06-05 08:00
2024-06-05 09:00
2024-06-05 10:00
2024-06-05 11:00
2024-06-05 12:00
2024-06-05 13:00
2024-06-05 14:00
2024-06-05 15:00
2024-06-05 16:00
2024-06-05 17:00
2024-06-05 18:00
2024-06-05 19:00
2024-06-05 20:00
2024-06-05 21:00
2024-06-05 22:00
2024-06-05 23:00
2024-06-06
2024-06-06 01:00
2024-06-06 02:00
2024-06-06 03:00
2024-06-06 04:00
2024-06-06 05:00
2024-06-06 06:00
2024-06-06 07:00
2024-06-06 08:00
2024-06-06 09:00
2024-06-06 10:00
2024-06-06 11:00
2024-06-06 12:00
2024-06-06 13:00
2024-06-06 14:00
2024-06-06 15:00
2024-06-06 16:00
2024-06-06 17:00
2024-06-06 18:00
2024-06-06 19:00
2024-06-06 20:00
2024-06-06 21:00
2024-06-06 22:00
2024-06-06 23:00
2024-06-07
2024-06-07 01:00
2024-06-07 02:00
2024-06-07 03:00
2024-06-07 04:00
2024-06-07 05:00
2024-06-07 06:00
2024-06-07 07:00
2024-06-07 08:00
2024-06-07 09:00
2024-06-07 10:00
2024-06-07 11:00
2024-06-07 12:00
2024-06-07 13:00
2024-06-07 14:00
2024-06-07 15:00
2024-06-07 16:00
2024-06-07 17:00
2024-06-07 18:00
2024-06-07 19:00
2024-06-07 20:00
2024-06-07 21:00
2024-06-07 22:00
2024-06-07 23:00
2024-06-08
2024-06-08 01:00
2024-06-08 02:00
2024-06-08 03:00
2024-06-08 04:00
2024-06-08 05:00
2024-06-08 06:00
2024-06-08 07:00
2024-06-08 08:00
2024-06-08 09:00
2024-06-08 10:00
2024-06-08 11:00
2024-06-08 12:00
2024-06-08 13:00
2024-06-08 14:00
2024-06-08 15:00
2024-06-08 16:00
2024-06-08 17:00
2024-06-08 18:00
2024-06-08 19:00
2024-06-08 20:00
2024-06-08 21:00
2024-06-08 22:00
2024-06-08 23:00
2024-06-09
2024-06-09 01:00
2024-06-09 02:00
2024-06-09 03:00
2024-06-09 04:00
2024-06-09 05:00
2024-06-09 06:00
2024-06-09 07:00
2024-06-09 08:00
2024-06-09 09:00
2024-06-09 10:00
2024-06-09 11:00
2024-06-09 12:00
2024-06-09 13:00
2024-06-09 14:00
2024-06-09 15:00
2024-06-09 16:00
2024-06-09 17:00
2024-06-09 18:00
2024-06-09 19:00
2024-06-09 20:00
2024-06-09 21:00
2024-06-09 22:00
2024-06-09 23:00
2024-06-10
2024-06-10 01:00
2024-06-10 02:00
2024-06-10 03:00
2024-06-10 04:00
2024-06-10 05:00
2024-06-10 06:00
2024-06-10 07:00
2024-06-10 08:00
2024-06-10 09:00
2024-06-10 10:00
2024-06-10 11:00
2024-06-10 12:00
2024-06-10 13:00
2024-06-10 14:00
2024-06-10 15:00
2024-06-10 16:00
2024-06-10 17:00
2024-06-10 18:00
2024-06-10 19:00
2024-06-10 20:00
2024-06-10 21:00
2024-06-10 22:00
2024-06-10 23:00
2024-06-11
2024-06-11 01:00
2024-06-11 02:00
2024-06-11 03:00
2024-06-11 04:00
2024-06-11 05:00
2024-06-11 06:00
2024-06-11 07:00
2024-06-11 08:00
2024-06-11 09:00
2024-06-11 10:00
2024-06-11 11:00
2024-06-11 12:00
2024-06-11 13:00
2024-06-11 14:00
2024-06-11 15:00
2024-06-11 16:00
2024-06-11 17:00
2024-06-11 18:00
2024-06-11 19:00
2024-06-11 20:00
2024-06-11 21:00
2024-06-11 22:00
2024-06-11 23:00
2024-06-12
2024-06-12 01:00
2024-06-12 02:00
2024-06-12 03:00
2024-06-12 04:00
2024-06-12 05:00
2024-06-12 06:00
2024-06-12 07:00
2024-06-12 08:00
2024-06-12 09:00
2024-06-12 10:00
2024-06-12 11:00
2024-06-12 12:00
2024-06-12 13:00
2024-06-12 14:00
2024-06-12 15:00
2024-06-12 16:00
2024-06-12 17:00
2024-06-12 18:00
2024-06-12 19:00
2024-06-12 20:00
2024-06-12 21:00
2024-06-12 22:00
2024-06-12 23:00
2024-06-13
2024-06-13 01:00
2024-06-13 02:00
2024-06-13 03:00
2024-06-13 04:00
2024-06-13 05:00
2024-06-13 06:00
2024-06-13 07:00
2024-06-13 08:00
2024-06-13 09:00
2024-06-13 10:00
2024-06-13 11:00
2024-06-13 12:00
2024-06-13 13:00
2024-06-13 14:00
2024-06-13 15:00
2024-06-13 16:00
2024-06-13 17:00
2024-06-13 18:00
2024-06-13 19:00
2024-06-13 20:00
2024-06-13 21:00
2024-06-13 22:00
2024-06-13 23:00
2024-06-14
2024-06-14 01:00
2024-06-14 02:00
2024-06-14 03:00
2024-06-14 04:00
2024-06-14 05:00
2024-06-14 06:00
2024-06-14 07:00
2024-06-14 08:00
2024-06-14 09:00
2024-06-14 10:00
2024-06-14 11:00
2024-06-14 12:00
2024-06-14 13:00
2024-06-14 14:00
2024-06-14 15:00
2024-06-14 16:00
2024-06-14 17:00
2024-06-14 18:00
2024-06-14 19:00
2024-06-14 20:00
2024-06-14 21:00
2024-06-14 22:00
2024-06-14 23:00
2024-06-15
2024-06-15 01:00
2024-06-15 02:00
2024-06-15 03:00
2024-06-15 04:00
2024-06-15 05:00
2024-06-15 06:00
2024-06-15 07:00
2024-06-15 08:00
2024-06-15 09:00
2024-06-15 10:00
2024-06-15 11:00
2024-06-15 12:00
2024-06-15 13:00
2024-06-15 14:00
2024-06-15 15:00
2024-06-15 16:00
2024-06-15 17:00
2024-06-15 18:00
2024-06-15 19:00
2024-06-15 20:00
2024-06-15 21:00
2024-06-15 22:00
2024-06-15 23:00
2024-06-16
2024-06-16 01:00
2024-06-16 02:00
2024-06-16 03:00
2024-06-16 04:00
2024-06-16 05:00
2024-06-16 06:00
2024-06-16 07:00
2024-06-16 08:00
2024-06-16 09:00
2024-06-16 10:00
2024-06-16 11:00
2024-06-16 12:00
2024-06-16 13:00
2024-06-16 14:00
2024-06-16 15:00
2024-06-16 16:00
2024-06-16 17:00
2024-06-16 18:00
2024-06-16 19:00
2024-06-16 20:00
2024-06-16 21:00
2024-06-16 22:00
2024-06-16 23:00
2024-06-17
2024-06-17 01:00
2024-06-17 02:00
2024-06-17 03:00
2024-06-17 04:00
2024-06-17 05:00
2024-06-17 06:00
2024-06-17 07:00
2024-06-17 08:00
2024-06-17 09:00
2024-06-17 10:00
2024-06-17 11:00
2024-06-17 12:00
2024-06-17 13:00
2024-06-17 14:00
2024-06-17 15:00
2024-06-17 16:00
2024-06-17 17:00
2024-06-17 18:00
2024-06-17 19:00
2024-06-17 20:00
2024-06-17 21:00
2024-06-17 22:00
2024-06-17 23:00
2024-06-18
2024-06-18 01:00
2024-06-18 02:00
2024-06-18 03:00
2024-06-18 04:00
2024-06-18 05:00
2024-06-18 06:00
2024-06-18 07:00
2024-06-18 08:00
2024-06-18 09:00
2024-06-18 10:00
2024-06-18 11:00
2024-06-18 12:00
2024-06-18 13:00
2024-06-18 14:00
2024-06-18 15:00
2024-06-18 16:00
2024-06-18 17:00
2024-06-18 18:00
2024-06-18 19:00
2024-06-18 20:00
2024-06-18 21:00
2024-06-18 22:00
2024-06-18 23:00
2024-06-19
2024-06-19 01:00
2024-06-19 02:00
2024-06-19 03:00
2024-06-19 04:00
2024-06-19 05:00
2024-06-19 06:00
2024-06-19 07:00
2024-06-19 08:00
2024-06-19 09:00
2024-06-19 10:00
2024-06-19 11:00
2024-06-19 12:00
2024-06-19 13:00
2024-06-19 14:00
2024-06-19 15:00
2024-06-19 16:00
2024-06-19 17:00
2024-06-19 18:00
2024-06-19 19:00
2024-06-19 20:00
2024-06-19 21:00
2024-06-19 22:00
2024-06-19 23:00
2024-06-20
2024-06-20 01:00
2024-06-20 02:00
2024-06-20 03:00
2024-06-20 04:00
2024-06-20 05:00
2024-06-20 06:00
2024-06-20 07:00
2024-06-20 08:00
2024-06-20 09:00
2024-06-20 10:00
2024-06-20 11:00
2024-06-20 12:00
2024-06-20 13:00
2024-06-20 14:00
2024-06-20 15:00
2024-06-20 16:00
2024-06-20 17:00
2024-06-20 18:00
2024-06-20 19:00
2024-06-20 20:00
2024-06-20 21:00
2024-06-20 22:00
2024-06-20 23:00
2024-06-21
2024-06-21 01:00
2024-06-21 02:00
2024-06-21 03:00
2024-06-21 04:00
2024-06-21 05:00
2024-06-21 06:00
2024-06-21 07:00
2024-06-21 08:00
2024-06-21 09:00
2024-06-21 10:00
2024-06-21 11:00
2024-06-21 12:00
2024-06-21 13:00
2024-06-21 14:00
2024-06-21 15:00
2024-06-21 16:00
2024-06-21 17:00
2024-06-21 18:00
2024-06-21 19:00
2024-06-21 20:00
2024-06-21 21:00
2024-06-21 22:00
2024-06-21 23:00
2024-06-22
2024-06-22 01:00
2024-06-22 02:00
2024-06-22 03:00
2024-06-22 04:00
2024-06-22 05:00
2024-06-22 06:00
2024-06-22 07:00
2024-06-22 08:00
2024-06-22 09:00
2024-06-22 10:00
2024-06-22 11:00
2024-06-22 12:00
2024-06-22 13:00
2024-06-22 14:00
2024-06-22 15:00
2024-06-22 16:00
2024-06-22 17:00
2024-06-22 18:00
2024-06-22 19:00
2024-06-22 20:00
2024-06-22 21:00
2024-06-22 22:00
2024-06-22 23:00
2024-06-23
2024-06-23 01:00
2024-06-23 02:00
2024-06-23 03:00
2024-06-23 04:00
2024-06-23 05:00
2024-06-23 06:00
2024-06-23 07:00
2024-06-23 08:00
2024-06-23 09:00
2024-06-23 10:00
2024-06-23 11:00
2024-06-23 12:00
2024-06-23 13:00
2024-06-23 14:00
2024-06-23 15:00
2024-06-23 16:00
2024-06-23 17:00
2024-06-23 18:00
2024-06-23 19:00
2024-06-23 20:00
2024-06-23 21:00
2024-06-23 22:00
2024-06-23 23:00
2024-06-24
2024-06-24 01:00
2024-06-24 02:00
2024-06-24 03:00
2024-06-24 04:00
2024-06-24 05:00
2024-06-24 06:00
2024-06-24 07:00
2024-06-24 08:00
2024-06-24 09:00
2024-06-24 10:00
2024-06-24 11:00
2024-06-24 12:00
2024-06-24 13:00
2024-06-24 14:00
2024-06-24 15:00
2024-06-24 16:00
2024-06-24 17:00
2024-06-24 18:00
2024-06-24 19:00
2024-06-24 20:00
2024-06-24 21:00
2024-06-24 22:00
2024-06-24 23:00
2024-06-25
2024-06-25 01:00
2024-06-25 02:00
2024-06-25 03:00
2024-06-25 04:00
2024-06-25 05:00
2024-06-25 06:00
2024-06-25 07:00
2024-06-25 08:00
2024-06-25 09:00
2024-06-25 10:00
2024-06-25 11:00
2024-06-25 12:00
2024-06-25 13:00
2024-06-25 14:00
2024-06-25 15:00
2024-06-25 16:00
2024-06-25 17:00
2024-06-25 18:00
2024-06-25 19:00
2024-06-25 20:00
2024-06-25 21:00
2024-06-25 22:00
2024-06-25 23:00
2024-06-26
2024-06-26 01:00
2024-06-26 02:00
2024-06-26 03:00
2024-06-26 04:00
2024-06-26 05:00
2024-06-26 06:00
2024-06-26 07:00
2024-06-26 08:00
2024-06-26 09:00
2024-06-26 10:00
2024-06-26 11:00
2024-06-26 12:00
2024-06-26 13:00
2024-06-26 14:00
2024-06-26 15:00
2024-06-26 16:00
2024-06-26 17:00
2024-06-26 18:00
2024-06-26 19:00
2024-06-26 20:00
2024-06-26 21:00
2024-06-26 22:00
2024-06-26 23:00
2024-06-27
2024-06-27 01:00
2024-06-27 02:00
2024-06-27 03:00
2024-06-27 04:00
2024-06-27 05:00
2024-06-27 06:00
2024-06-27 07:00
2024-06-27 08:00
2024-06-27 09:00
2024-06-27 10:00
2024-06-27 11:00
2024-06-27 12:00
2024-06-27 13:00
2024-06-27 14:00
2024-06-27 15:00
2024-06-27 16:00
2024-06-27 17:00
2024-06-27 18:00
2024-06-27 19:00
2024-06-27 20:00
2024-06-27 21:00
2024-06-27 22:00
2024-06-27 23:00
2024-06-28
2024-06-28 01:00
2024-06-28 02:00
2024-06-28 03:00
2024-06-28 04:00
2024-06-28 05:00
2024-06-28 06:00
2024-06-28 07:00
2024-06-28 08:00
2024-06-28 09:00
2024-06-28 10:00
2024-06-28 11:00
2024-06-28 12:00
2024-06-28 13:00
2024-06-28 14:00
2024-06-28 15:00
2024-06-28 16:00
2024-06-28 17:00
2024-06-28 18:00
2024-06-28 19:00
2024-06-28 20:00
2024-06-28 21:00
2024-06-28 22:00
2024-06-28 23:00
2024-06-29
2024-06-29 01:00
2024-06-29 02:00
2024-06-29 03:00
2024-06-29 04:00
2024-06-29 05:00
2024-06-29 06:00
2024-06-29 07:00
2024-06-29 08:00
2024-06-29 09:00
2024-06-29 10:00
2024-06-29 11:00
2024-06-29 12:00
2024-06-29 13:00
2024-06-29 14:00
2024-06-29 15:00
2024-06-29 16:00
2024-06-29 17:00
2024-06-29 18:00
2024-06-29 19:00
2024-06-29 20:00
2024-06-29 21:00
2024-06-29 22:00
2024-06-29 23:00
2024-06-30
2024-06-30 01:00
2024-06-30 02:00
2024-06-30 03:00
2024-06-30 04:00
2024-06-30 05:00
2024-06-30 06:00
2024-06-30 07:00
2024-06-30 08:00
2024-06-30 09:00
2024-06-30 10:00
2024-06-30 11:00
2024-06-30 12:00
2024-06-30 13:00
2024-06-30 14:00
2024-06-30 15:00
2024-06-30 16:00
2024-06-30 17:00
2024-06-30 18:00
2024-06-30 19:00
2024-06-30 20:00
2024-06-30 21:00
2024-06-30 22:00
2024-06-30 23:00
2024-07-01
2024-07-01 01:00
2024-07-01 02:00
2024-07-01 03:00
2024-07-01 04:00
2024-07-01 05:00
2024-07-01 06:00
2024-07-01 07:00
2024-07-01 08:00
2024-07-01 09:00
2024-07-01 10:00
2024-07-01 11:00
2024-07-01 12:00
2024-07-01 13:00
2024-07-01 14:00
2024-07-01 15:00
2024-07-01 16:00
2024-07-01 17:00
2024-07-01 18:00
2024-07-01 19:00
2024-07-01 20:00
2024-07-01 21:00
2024-07-01 22:00
2024-07-01 23:00
2024-07-02
2024-07-02 01:00
2024-07-02 02:00
2024-07-02 03:00
2024-07-02 04:00
2024-07-02 05:00
2024-07-02 06:00
2024-07-02 07:00
2024-07-02 08:00
2024-07-02 09:00
2024-07-02 10:00
2024-07-02 11:00
2024-07-02 12:00
2024-07-02 13:00
2024-07-02 14:00
2024-07-02 15:00
2024-07-02 16:00
2024-07-02 17:00
2024-07-02 18:00
2024-07-02 19:00
2024-07-02 20:00
2024-07-02 21:00
2024-07-02 22:00
2024-07-02 23:00
2024-07-03
2024-07-03 01:00
2024-07-03 02:00
2024-07-03 03:00
2024-07-03 04:00
2024-07-03 05:00
2024-07-03 06:00
2024-07-03 07:00
2024-07-03 08:00
2024-07-03 09:00
2024-07-03 10:00
2024-07-03 11:00
2024-07-03 12:00
2024-07-03 13:00
2024-07-03 14:00
2024-07-03 15:00
2024-07-03 16:00
2024-07-03 17:00
2024-07-03 18:00
2024-07-03 19:00
2024-07-03 20:00
2024-07-03 21:00
2024-07-03 22:00
2024-07-03 23:00
2024-07-04
2024-07-04 01:00
2024-07-04 02:00
2024-07-04 03:00
2024-07-04 04:00
2024-07-04 05:00
2024-07-04 06:00
2024-07-04 07:00
2024-07-04 08:00
2024-07-04 09:00
2024-07-04 10:00
2024-07-04 11:00
2024-07-04 12:00
2024-07-04 13:00
2024-07-04 14:00
2024-07-04 15:00
2024-07-04 16:00
2024-07-04 17:00
2024-07-04 18:00
2024-07-04 19:00
2024-07-04 20:00
2024-07-04 21:00
2024-07-04 22:00
2024-07-04 23:00
2024-07-05
2024-07-05 01:00
2024-07-05 02:00
2024-07-05 03:00
2024-07-05 04:00
2024-07-05 05:00
2024-07-05 06:00
2024-07-05 07:00
2024-07-05 08:00
2024-07-05 09:00
2024-07-05 10:00
2024-07-05 11:00
2024-07-05 12:00
2024-07-05 13:00
2024-07-05 14:00
2024-07-05 15:00
2024-07-05 16:00
2024-07-05 17:00
2024-07-05 18:00
2024-07-05 19:00
2024-07-05 20:00
2024-07-05 21:00
2024-07-05 22:00
2024-07-05 23:00
2024-07-06
2024-07-06 01:00
2024-07-06 02:00
2024-07-06 03:00
2024-07-06 04:00
2024-07-06 05:00
2024-07-06 06:00
2024-07-06 07:00
2024-07-06 08:00
2024-07-06 09:00
2024-07-06 10:00
2024-07-06 11:00
2024-07-06 12:00
2024-07-06 13:00
2024-07-06 14:00
2024-07-06 15:00
2024-07-06 16:00
2024-07-06 17:00
2024-07-06 18:00
2024-07-06 19:00
2024-07-06 20:00
2024-07-06 21:00
2024-07-06 22:00
2024-07-06 23:00
2024-07-07
2024-07-07 01:00
2024-07-07 02:00
2024-07-07 03:00
2024-07-07 04:00
2024-07-07 05:00
2024-07-07 06:00
2024-07-07 07:00
2024-07-07 08:00
2024-07-07 09:00
2024-07-07 10:00
2024-07-07 11:00
2024-07-07 12:00
2024-07-07 13:00
2024-07-07 14:00
2024-07-07 15:00
2024-07-07 16:00
2024-07-07 17:00
2024-07-07 18:00
2024-07-07 19:00
2024-07-07 20:00
2024-07-07 21:00
2024-07-07 22:00
2024-07-07 23:00
2024-07-08
2024-07-08 01:00
2024-07-08 02:00
2024-07-08 03:00
2024-07-08 04:00
2024-07-08 05:00
2024-07-08 06:00
2024-07-08 07:00
2024-07-08 08:00
2024-07-08 09:00
2024-07-08 10:00
2024-07-08 11:00
2024-07-08 12:00
2024-07-08 13:00
2024-07-08 14:00
2024-07-08 15:00
2024-07-08 16:00
2024-07-08 17:00
2024-07-08 18:00
2024-07-08 19:00
2024-07-08 20:00
2024-07-08 21:00
2024-07-08 22:00
2024-07-08 23:00
2024-07-09
2024-07-09 01:00
2024-07-09 02:00
2024-07-09 03:00
2024-07-09 04:00
2024-07-09 05:00
2024-07-09 06:00
2024-07-09 07:00
2024-07-09 08:00
2024-07-09 09:00
2024-07-09 10:00
2024-07-09 11:00
2024-07-09 12:00
2024-07-09 13:00
2024-07-09 14:00
2024-07-09 15:00
2024-07-09 16:00
2024-07-09 17:00
2024-07-09 18:00
2024-07-09 19:00
2024-07-09 20:00
2024-07-09 21:00
2024-07-09 22:00
2024-07-09 23:00
2024-07-10
2024-07-10 01:00
2024-07-10 02:00
2024-07-10 03:00
2024-07-10 04:00
2024-07-10 05:00
2024-07-10 06:00
2024-07-10 07:00
2024-07-10 08:00
2024-07-10 09:00
2024-07-10 10:00
2024-07-10 11:00
2024-07-10 12:00
2024-07-10 13:00
2024-07-10 14:00
2024-07-10 15:00
2024-07-10 16:00
2024-07-10 17:00
2024-07-10 18:00
2024-07-10 19:00
2024-07-10 20:00
2024-07-10 21:00
2024-07-10 22:00
2024-07-10 23:00
2024-07-11
2024-07-11 01:00
2024-07-11 02:00
2024-07-11 03:00
2024-07-11 04:00
2024-07-11 05:00
2024-07-11 06:00
2024-07-11 07:00
2024-07-11 08:00
2024-07-11 09:00
2024-07-11 10:00
2024-07-11 11:00
2024-07-11 12:00
2024-07-11 13:00
2024-07-11 14:00
2024-07-11 15:00
2024-07-11 16:00
2024-07-11 17:00
2024-07-11 18:00
2024-07-11 19:00
2024-07-11 20:00
2024-07-11 21:00
2024-07-11 22:00
2024-07-11 23:00
2024-07-12
2024-07-12 01:00
2024-07-12 02:00
2024-07-12 03:00
2024-07-12 04:00
2024-07-12 05:00
2024-07-12 06:00
2024-07-12 07:00
2024-07-12 08:00
2024-07-12 09:00
2024-07-12 10:00
2024-07-12 11:00
2024-07-12 12:00
2024-07-12 13:00
2024-07-12 14:00
2024-07-12 15:00
2024-07-12 16:00
2024-07-12 17:00
2024-07-12 18:00
2024-07-12 19:00
2024-07-12 20:00
2024-07-12 21:00
2024-07-12 22:00
2024-07-12 23:00
2024-07-13
2024-07-13 01:00
2024-07-13 02:00
2024-07-13 03:00
2024-07-13 04:00
2024-07-13 05:00
2024-07-13 06:00
2024-07-13 07:00
2024-07-13 08:00
2024-07-13 09:00
2024-07-13 10:00
2024-07-13 11:00
2024-07-13 12:00
2024-07-13 13:00
2024-07-13 14:00
2024-07-13 15:00
2024-07-13 16:00
2024-07-13 17:00
2024-07-13 18:00
2024-07-13 19:00
2024-07-13 20:00
2024-07-13 21:00
2024-07-13 22:00
2024-07-13 23:00
2024-07-14
2024-07-14 01:00
2024-07-14 02:00
2024-07-14 03:00
2024-07-14 04:00
2024-07-14 05:00
2024-07-14 06:00
2024-07-14 07:00
2024-07-14 08:00
2024-07-14 09:00
2024-07-14 10:00
2024-07-14 11:00
2024-07-14 12:00
2024-07-14 13:00
2024-07-14 14:00
2024-07-14 15:00
2024-07-14 16:00
2024-07-14 17:00
2024-07-14 18:00
2024-07-14 19:00
2024-07-14 20:00
2024-07-14 21:00
2024-07-14 22:00
2024-07-14 23:00
2024-07-15
2024-07-15 01:00
2024-07-15 02:00
2024-07-15 03:00
2024-07-15 04:00
2024-07-15 05:00
2024-07-15 06:00
2024-07-15 07:00
2024-07-15 08:00
2024-07-15 09:00
2024-07-15 10:00
2024-07-15 11:00
2024-07-15 12:00
2024-07-15 13:00
2024-07-15 14:00
2024-07-15 15:00
2024-07-15 16:00
2024-07-15 17:00
2024-07-15 18:00
2024-07-15 19:00
2024-07-15 20:00
2024-07-15 21:00
2024-07-15 22:00
2024-07-15 23:00
2024-07-16
2024-07-16 01:00
2024-07-16 02:00
2024-07-16 03:00
2024-07-16 04:00
2024-07-16 05:00
2024-07-16 06:00
2024-07-16 07:00
2024-07-16 08:00
2024-07-16 09:00
2024-07-16 10:00
2024-07-16 11:00
2024-07-16 12:00
2024-07-16 13:00
2024-07-16 14:00
2024-07-16 15:00
2024-07-16 16:00
2024-07-16 17:00
2024-07-16 18:00
2024-07-16 19:00
2024-07-16 20:00
2024-07-16 21:00
2024-07-16 22:00
2024-07-16 23:00
2024-07-17
2024-07-17 01:00
2024-07-17 02:00
2024-07-17 03:00
2024-07-17 04:00
2024-07-17 05:00
2024-07-17 06:00
2024-07-17 07:00
2024-07-17 08:00
2024-07-17 09:00
2024-07-17 10:00
2024-07-17 11:00
2024-07-17 12:00
2024-07-17 13:00
2024-07-17 14:00
2024-07-17 15:00
2024-07-17 16:00
2024-07-17 17:00
2024-07-17 18:00
2024-07-17 19:00
2024-07-17 20:00
2024-07-17 21:00
2024-07-17 22:00
2024-07-17 23:00
2024-07-18
2024-07-18 01:00
2024-07-18 02:00
2024-07-18 03:00
2024-07-18 04:00
2024-07-18 05:00
2024-07-18 06:00
2024-07-18 07:00
2024-07-18 08:00
2024-07-18 09:00
2024-07-18 10:00
2024-07-18 11:00
2024-07-18 12:00
2024-07-18 13:00
2024-07-18 14:00
2024-07-18 15:00
2024-07-18 16:00
2024-07-18 17:00
2024-07-18 18:00
2024-07-18 19:00
2024-07-18 20:00
2024-07-18 21:00
2024-07-18 22:00
2024-07-18 23:00
2024-07-19
2024-07-19 01:00
2024-07-19 02:00
2024-07-19 03:00
2024-07-19 04:00
2024-07-19 05:00
2024-07-19 06:00
2024-07-19 07:00
2024-07-19 08:00
2024-07-19 09:00
2024-07-19 10:00
2024-07-19 11:00
2024-07-19 12:00
2024-07-19 13:00
2024-07-19 14:00
2024-07-19 15:00
2024-07-19 16:00
2024-07-19 17:00
2024-07-19 18:00
2024-07-19 19:00
2024-07-19 20:00
2024-07-19 21:00
2024-07-19 22:00
2024-07-19 23:00
2024-07-20
2024-07-20 01:00
2024-07-20 02:00
2024-07-20 03:00
2024-07-20 04:00
2024-07-20 05:00
2024-07-20 06:00
2024-07-20 07:00
2024-07-20 08:00
2024-07-20 09:00
2024-07-20 10:00
2024-07-20 11:00
2024-07-20 12:00
2024-07-20 13:00
2024-07-20 14:00
2024-07-20 15:00
2024-07-20 16:00
2024-07-20 17:00
2024-07-20 18:00
2024-07-20 19:00
2024-07-20 20:00
2024-07-20 21:00
2024-07-20 22:00
2024-07-20 23:00
2024-07-21
2024-07-21 01:00
2024-07-21 02:00
2024-07-21 03:00
2024-07-21 04:00
2024-07-21 05:00
2024-07-21 06:00
2024-07-21 07:00
2024-07-21 08:00
2024-07-21 09:00
2024-07-21 10:00
2024-07-21 11:00
2024-07-21 12:00
2024-07-21 13:00
2024-07-21 14:00
2024-07-21 15:00
2024-07-21 16:00
2024-07-21 17:00
2024-07-21 18:00
2024-07-21 19:00
2024-07-21 20:00
2024-07-21 21:00
2024-07-21 22:00
2024-07-21 23:00
2024-07-22
2024-07-22 01:00
2024-07-22 02:00
2024-07-22 03:00
2024-07-22 04:00
2024-07-22 05:00
2024-07-22 06:00
2024-07-22 07:00
2024-07-22 08:00
2024-07-22 09:00
2024-07-22 10:00
2024-07-22 11:00
2024-07-22 12:00
2024-07-22 13:00
2024-07-22 14:00
2024-07-22 15:00
2024-07-22 16:00
2024-07-22 17:00
2024-07-22 18:00
2024-07-22 19:00
2024-07-22 20:00
2024-07-22 21:00
2024-07-22 22:00
2024-07-22 23:00
2024-07-23
2024-07-23 01:00
2024-07-23 02:00
2024-07-23 03:00
2024-07-23 04:00
2024-07-23 05:00
2024-07-23 06:00
2024-07-23 07:00
2024-07-23 08:00
2024-07-23 09:00
2024-07-23 10:00
2024-07-23 11:00
2024-07-23 12:00
2024-07-23 13:00
2024-07-23 14:00
2024-07-23 15:00
2024-07-23 16:00
2024-07-23 17:00
2024-07-23 18:00
2024-07-23 19:00
2024-07-23 20:00
2024-07-23 21:00
2024-07-23 22:00
2024-07-23 23:00
2024-07-24
2024-07-24 01:00
2024-07-24 02:00
2024-07-24 03:00
2024-07-24 04:00
2024-07-24 05:00
2024-07-24 06:00
2024-07-24 07:00
2024-07-24 08:00
2024-07-24 09:00
2024-07-24 10:00
2024-07-24 11:00
2024-07-24 12:00
2024-07-24 13:00
2024-07-24 14:00
2024-07-24 15:00
2024-07-24 16:00
2024-07-24 17:00
2024-07-24 18:00
2024-07-24 19:00
2024-07-24 20:00
2024-07-24 21:00
2024-07-24 22:00
2024-07-24 23:00
2024-07-25
2024-07-25 01:00
2024-07-25 02:00
2024-07-25 03:00
2024-07-25 04:00
2024-07-25 05:00
2024-07-25 06:00
2024-07-25 07:00
2024-07-25 08:00
2024-07-25 09:00
2024-07-25 10:00
2024-07-25 11:00
2024-07-25 12:00
2024-07-25 13:00
2024-07-25 14:00
2024-07-25 15:00
2024-07-25 16:00
2024-07-25 17:00
2024-07-25 18:00
2024-07-25 19:00
2024-07-25 20:00
2024-07-25 21:00
2024-07-25 22:00
2024-07-25 23:00
2024-07-26
2024-07-26 01:00
2024-07-26 02:00
2024-07-26 03:00
2024-07-26 04:00
2024-07-26 05:00
2024-07-26 06:00
2024-07-26 07:00
2024-07-26 08:00
2024-07-26 09:00
2024-07-26 10:00
2024-07-26 11:00
2024-07-26 12:00
2024-07-26 13:00
2024-07-26 14:00
2024-07-26 15:00
2024-07-26 16:00
2024-07-26 17:00
2024-07-26 18:00
2024-07-26 19:00
2024-07-26 20:00
2024-07-26 21:00
2024-07-26 22:00
2024-07-26 23:00
2024-07-27
2024-07-27 01:00
2024-07-27 02:00
2024-07-27 03:00
2024-07-27 04:00
2024-07-27 05:00
2024-07-27 06:00
2024-07-27 07:00
2024-07-27 08:00
2024-07-27 09:00
2024-07-27 10:00
2024-07-27 11:00
2024-07-27 12:00
2024-07-27 13:00
2024-07-27 14:00
2024-07-27 15:00
2024-07-27 16:00
2024-07-27 17:00
2024-07-27 18:00
2024-07-27 19:00
2024-07-27 20:00
2024-07-27 21:00
2024-07-27 22:00
2024-07-27 23:00
2024-07-28
2024-07-28 01:00
2024-07-28 02:00
2024-07-28 03:00
2024-07-28 04:00
2024-07-28 05:00
2024-07-28 06:00
2024-07-28 07:00
2024-07-28 08:00
2024-07-28 09:00
2024-07-28 10:00
2024-07-28 11:00
2024-07-28 12:00
2024-07-28 13:00
2024-07-28 14:00
2024-07-28 15:00
2024-07-28 16:00
2024-07-28 17:00
2024-07-28 18:00
2024-07-28 19:00
2024-07-28 20:00
2024-07-28 21:00
2024-07-28 22:00
2024-07-28 23:00
2024-07-29
2024-07-29 01:00
2024-07-29 02:00
2024-07-29 03:00
2024-07-29 04:00
2024-07-29 05:00
2024-07-29 06:00
2024-07-29 07:00
2024-07-29 08:00
2024-07-29 09:00
2024-07-29 10:00
2024-07-29 11:00
2024-07-29 12:00
2024-07-29 13:00
2024-07-29 14:00
2024-07-29 15:00
2024-07-29 16:00
2024-07-29 17:00
2024-07-29 18:00
2024-07-29 19:00
2024-07-29 20:00
2024-07-29 21:00
2024-07-29 22:00
2024-07-29 23:00
2024-07-30
2024-07-30 01:00
2024-07-30 02:00
2024-07-30 03:00
2024-07-30 04:00
2024-07-30 05:00
2024-07-30 06:00
2024-07-30 07:00
2024-07-30 08:00
2024-07-30 09:00
2024-07-30 10:00
2024-07-30 11:00
2024-07-30 12:00
2024-07-30 13:00
2024-07-30 14:00
2024-07-30 15:00
2024-07-30 16:00
2024-07-30 17:00
2024-07-30 18:00
2024-07-30 19:00
2024-07-30 20:00
2024-07-30 21:00
2024-07-30 22:00
2024-07-30 23:00
2024-07-31
2024-07-31 01:00
2024-07-31 02:00
2024-07-31 03:00
2024-07-31 04:00
2024-07-31 05:00
2024-07-31 06:00
2024-07-31 07:00
2024-07-31 08:00
2024-07-31 09:00
2024-07-31 10:00
2024-07-31 11:00
2024-07-31 12:00
2024-07-31 13:00
2024-07-31 14:00
2024-07-31 15:00
2024-07-31 16:00
2024-07-31 17:00
2024-07-31 18:00
2024-07-31 19:00
2024-07-31 20:00
2024-07-31 21:00
2024-07-31 22:00
2024-07-31 23:00
2024-08-01
2024-08-01 01:00
2024-08-01 02:00
2024-08-01 03:00
2024-08-01 04:00
2024-08-01 05:00
2024-08-01 06:00
2024-08-01 07:00
2024-08-01 08:00
2024-08-01 09:00
2024-08-01 10:00
2024-08-01 11:00
2024-08-01 12:00
2024-08-01 13:00
2024-08-01 14:00
2024-08-01 15:00
2024-08-01 16:00
2024-08-01 17:00
2024-08-01 18:00
2024-08-01 19:00
2024-08-01 20:00
2024-08-01 21:00
2024-08-01 22:00
2024-08-01 23:00
2024-08-02
2024-08-02 01:00
2024-08-02 02:00
2024-08-02 03:00
2024-08-02 04:00
2024-08-02 05:00
2024-08-02 06:00
2024-08-02 07:00
2024-08-02 08:00
2024-08-02 09:00
2024-08-02 10:00
2024-08-02 11:00
2024-08-02 12:00
2024-08-02 13:00
2024-08-02 14:00
2024-08-02 15:00
2024-08-02 16:00
2024-08-02 17:00
2024-08-02 18:00
2024-08-02 19:00
2024-08-02 20:00
2024-08-02 21:00
2024-08-02 22:00
2024-08-02 23:00
2024-08-03
2024-08-03 01:00
2024-08-03 02:00
2024-08-03 03:00
2024-08-03 04:00
2024-08-03 05:00
2024-08-03 06:00
2024-08-03 07:00
2024-08-03 08:00
2024-08-03 09:00
2024-08-03 10:00
2024-08-03 11:00
2024-08-03 12:00
2024-08-03 13:00
2024-08-03 14:00
2024-08-03 15:00
2024-08-03 16:00
2024-08-03 17:00
2024-08-03 18:00
2024-08-03 19:00
2024-08-03 20:00
2024-08-03 21:00
2024-08-03 22:00
2024-08-03 23:00
2024-08-04
2024-08-04 01:00
2024-08-04 02:00
2024-08-04 03:00
2024-08-04 04:00
2024-08-04 05:00
2024-08-04 06:00
2024-08-04 07:00
2024-08-04 08:00
2024-08-04 09:00
2024-08-04 10:00
2024-08-04 11:00
2024-08-04 12:00
2024-08-04 13:00
2024-08-04 14:00
2024-08-04 15:00
2024-08-04 16:00
2024-08-04 17:00
2024-08-04 18:00
2024-08-04 19:00
2024-08-04 20:00
2024-08-04 21:00
2024-08-04 22:00
2024-08-04 23:00
2024-08-05
2024-08-05 01:00
2024-08-05 02:00
2024-08-05 03:00
2024-08-05 04:00
2024-08-05 05:00
2024-08-05 06:00
2024-08-05 07:00
2024-08-05 08:00
2024-08-05 09:00
2024-08-05 10:00
2024-08-05 11:00
2024-08-05 12:00
2024-08-05 13:00
2024-08-05 14:00
2024-08-05 15:00
2024-08-05 16:00
2024-08-05 17:00
2024-08-05 18:00
2024-08-05 19:00
2024-08-05 20:00
2024-08-05 21:00
2024-08-05 22:00
2024-08-05 23:00
2024-08-06
2024-08-06 01:00
2024-08-06 02:00
2024-08-06 03:00
2024-08-06 04:00
2024-08-06 05:00
2024-08-06 06:00
2024-08-06 07:00
2024-08-06 08:00
2024-08-06 09:00
2024-08-06 10:00
2024-08-06 11:00
2024-08-06 12:00
2024-08-06 13:00
2024-08-06 14:00
2024-08-06 15:00
2024-08-06 16:00
2024-08-06 17:00
2024-08-06 18:00
2024-08-06 19:00
2024-08-06 20:00
2024-08-06 21:00
2024-08-06 22:00
2024-08-06 23:00
2024-08-07
2024-08-07 01:00
2024-08-07 02:00
2024-08-07 03:00
2024-08-07 04:00
2024-08-07 05:00
2024-08-07 06:00
2024-08-07 07:00
2024-08-07 08:00
2024-08-07 09:00
2024-08-07 10:00
2024-08-07 11:00
2024-08-07 12:00
2024-08-07 13:00
2024-08-07 14:00
2024-08-07 15:00
2024-08-07 16:00
2024-08-07 17:00
2024-08-07 18:00
2024-08-07 19:00
2024-08-07 20:00
2024-08-07 21:00
2024-08-07 22:00
2024-08-07 23:00
2024-08-08
2024-08-08 01:00
2024-08-08 02:00
2024-08-08 03:00
2024-08-08 04:00
2024-08-08 05:00
2024-08-08 06:00
2024-08-08 07:00
2024-08-08 08:00
2024-08-08 09:00
2024-08-08 10:00
2024-08-08 11:00
2024-08-08 12:00
2024-08-08 13:00
2024-08-08 14:00
2024-08-08 15:00
2024-08-08 16:00
2024-08-08 17:00
2024-08-08 18:00
2024-08-08 19:00
2024-08-08 20:00
2024-08-08 21:00
2024-08-08 22:00
2024-08-08 23:00
2024-08-09
2024-08-09 01:00
2024-08-09 02:00
2024-08-09 03:00
2024-08-09 04:00
2024-08-09 05:00
2024-08-09 06:00
2024-08-09 07:00
2024-08-09 08:00
2024-08-09 09:00
2024-08-09 10:00
2024-08-09 11:00
2024-08-09 12:00
2024-08-09 13:00
2024-08-09 14:00
2024-08-09 15:00
2024-08-09 16:00
2024-08-09 17:00
2024-08-09 18:00
2024-08-09 19:00
2024-08-09 20:00
2024-08-09 21:00
2024-08-09 22:00
2024-08-09 23:00
2024-08-10
2024-08-10 01:00
2024-08-10 02:00
2024-08-10 03:00
2024-08-10 04:00
2024-08-10 05:00
2024-08-10 06:00
2024-08-10 07:00
2024-08-10 08:00
2024-08-10 09:00
2024-08-10 10:00
2024-08-10 11:00
2024-08-10 12:00
2024-08-10 13:00
2024-08-10 14:00
2024-08-10 15:00
2024-08-10 16:00
2024-08-10 17:00
2024-08-10 18:00
2024-08-10 19:00
2024-08-10 20:00
2024-08-10 21:00
2024-08-10 22:00
2024-08-10 23:00
2024-08-11
2024-08-11 01:00
2024-08-11 02:00
2024-08-11 03:00
2024-08-11 04:00
2024-08-11 05:00
2024-08-11 06:00
2024-08-11 07:00
2024-08-11 08:00
2024-08-11 09:00
2024-08-11 10:00
2024-08-11 11:00
2024-08-11 12:00
2024-08-11 13:00
2024-08-11 14:00
2024-08-11 15:00
2024-08-11 16:00
2024-08-11 17:00
2024-08-11 18:00
2024-08-11 19:00
2024-08-11 20:00
2024-08-11 21:00
2024-08-11 22:00
2024-08-11 23:00
2024-08-12
2024-08-12 01:00
2024-08-12 02:00
2024-08-12 03:00
2024-08-12 04:00
2024-08-12 05:00
2024-08-12 06:00
2024-08-12 07:00
2024-08-12 08:00
2024-08-12 09:00
2024-08-12 10:00
2024-08-12 11:00
2024-08-12 12:00
2024-08-12 13:00
2024-08-12 14:00
2024-08-12 15:00
2024-08-12 16:00
2024-08-12 17:00
2024-08-12 18:00
2024-08-12 19:00
2024-08-12 20:00
2024-08-12 21:00
2024-08-12 22:00
2024-08-12 23:00
2024-08-13
2024-08-13 01:00
2024-08-13 02:00
2024-08-13 03:00
2024-08-13 04:00
2024-08-13 05:00
2024-08-13 06:00
2024-08-13 07:00
2024-08-13 08:00
2024-08-13 09:00
2024-08-13 10:00
2024-08-13 11:00
2024-08-13 12:00
2024-08-13 13:00
2024-08-13 14:00
2024-08-13 15:00
2024-08-13 16:00
2024-08-13 17:00
2024-08-13 18:00
2024-08-13 19:00
2024-08-13 20:00
2024-08-13 21:00
2024-08-13 22:00
2024-08-13 23:00
2024-08-14
2024-08-14 01:00
2024-08-14 02:00
2024-08-14 03:00
2024-08-14 04:00
2024-08-14 05:00
2024-08-14 06:00
2024-08-14 07:00
2024-08-14 08:00
2024-08-14 09:00
2024-08-14 10:00
2024-08-14 11:00
2024-08-14 12:00
2024-08-14 13:00
2024-08-14 14:00
2024-08-14 15:00
2024-08-14 16:00
2024-08-14 17:00
2024-08-14 18:00
2024-08-14 19:00
2024-08-14 20:00
2024-08-14 21:00
2024-08-14 22:00
2024-08-14 23:00
2024-08-15
2024-08-15 01:00
2024-08-15 02:00
2024-08-15 03:00
2024-08-15 04:00
2024-08-15 05:00
2024-08-15 06:00
2024-08-15 07:00
2024-08-15 08:00
2024-08-15 09:00
2024-08-15 10:00
2024-08-15 11:00
2024-08-15 12:00
2024-08-15 13:00
2024-08-15 14:00
2024-08-15 15:00
2024-08-15 16:00
2024-08-15 17:00
2024-08-15 18:00
2024-08-15 19:00
2024-08-15 20:00
2024-08-15 21:00
2024-08-15 22:00
2024-08-15 23:00
2024-08-16
2024-08-16 01:00
2024-08-16 02:00
2024-08-16 03:00
2024-08-16 04:00
2024-08-16 05:00
2024-08-16 06:00
2024-08-16 07:00
2024-08-16 08:00
2024-08-16 09:00
2024-08-16 10:00
2024-08-16 11:00
2024-08-16 12:00
2024-08-16 13:00
2024-08-16 14:00
2024-08-16 15:00
2024-08-16 16:00
2024-08-16 17:00
2024-08-16 18:00
2024-08-16 19:00
2024-08-16 20:00
2024-08-16 21:00
2024-08-16 22:00
2024-08-16 23:00
2024-08-17
2024-08-17 01:00
2024-08-17 02:00
2024-08-17 03:00
2024-08-17 04:00
2024-08-17 05:00
2024-08-17 06:00
2024-08-17 07:00
2024-08-17 08:00
2024-08-17 09:00
2024-08-17 10:00
2024-08-17 11:00
2024-08-17 12:00
2024-08-17 13:00
2024-08-17 14:00
2024-08-17 15:00
2024-08-17 16:00
2024-08-17 17:00
2024-08-17 18:00
2024-08-17 19:00
2024-08-17 20:00
2024-08-17 21:00
2024-08-17 22:00
2024-08-17 23:00
2024-08-18
2024-08-18 01:00
2024-08-18 02:00
2024-08-18 03:00
2024-08-18 04:00
2024-08-18 05:00
2024-08-18 06:00
2024-08-18 07:00
2024-08-18 08:00
2024-08-18 09:00
2024-08-18 10:00
2024-08-18 11:00
2024-08-18 12:00
2024-08-18 13:00
2024-08-18 14:00
2024-08-18 15:00
2024-08-18 16:00
2024-08-18 17:00
2024-08-18 18:00
2024-08-18 19:00
2024-08-18 20:00
2024-08-18 21:00
2024-08-18 22:00
2024-08-18 23:00
2024-08-19
2024-08-19 01:00
2024-08-19 02:00
2024-08-19 03:00
2024-08-19 04:00
2024-08-19 05:00
2024-08-19 06:00
2024-08-19 07:00
2024-08-19 08:00
2024-08-19 09:00
2024-08-19 10:00
2024-08-19 11:00
2024-08-19 12:00
2024-08-19 13:00
2024-08-19 14:00
2024-08-19 15:00
2024-08-19 16:00
2024-08-19 17:00
2024-08-19 18:00
2024-08-19 19:00
2024-08-19 20:00
2024-08-19 21:00
2024-08-19 22:00
2024-08-19 23:00
2024-08-20
2024-08-20 01:00
2024-08-20 02:00
2024-08-20 03:00
2024-08-20 04:00
2024-08-20 05:00
2024-08-20 06:00
2024-08-20 07:00
2024-08-20 08:00
2024-08-20 09:00
2024-08-20 10:00
2024-08-20 11:00
2024-08-20 12:00
2024-08-20 13:00
2024-08-20 14:00
2024-08-20 15:00
2024-08-20 16:00
2024-08-20 17:00
2024-08-20 18:00
2024-08-20 19:00
2024-08-20 20:00
2024-08-20 21:00
2024-08-20 22:00
2024-08-20 23:00
2024-08-21
2024-08-21 01:00
2024-08-21 02:00
2024-08-21 03:00
2024-08-21 04:00
2024-08-21 05:00
2024-08-21 06:00
2024-08-21 07:00
2024-08-21 08:00
2024-08-21 09:00
2024-08-21 10:00
2024-08-21 11:00
2024-08-21 12:00
2024-08-21 13:00
2024-08-21 14:00
2024-08-21 15:00
2024-08-21 16:00
2024-08-21 17:00
2024-08-21 18:00
2024-08-21 19:00
2024-08-21 20:00
2024-08-21 21:00
2024-08-21 22:00
2024-08-21 23:00
2024-08-22
2024-08-22 01:00
2024-08-22 02:00
2024-08-22 03:00
2024-08-22 04:00
2024-08-22 05:00
2024-08-22 06:00
2024-08-22 07:00
2024-08-22 08:00
2024-08-22 09:00
2024-08-22 10:00
2024-08-22 11:00
2024-08-22 12:00
2024-08-22 13:00
2024-08-22 14:00
2024-08-22 15:00
2024-08-22 16:00
2024-08-22 17:00
2024-08-22 18:00
2024-08-22 19:00
2024-08-22 20:00
2024-08-22 21:00
2024-08-22 22:00
2024-08-22 23:00
2024-08-23
2024-08-23 01:00
2024-08-23 02:00
2024-08-23 03:00
2024-08-23 04:00
2024-08-23 05:00
2024-08-23 06:00
2024-08-23 07:00
2024-08-23 08:00
2024-08-23 09:00
2024-08-23 10:00
2024-08-23 11:00
2024-08-23 12:00
2024-08-23 13:00
2024-08-23 14:00
2024-08-23 15:00
2024-08-23 16:00
2024-08-23 17:00
2024-08-23 18:00
2024-08-23 19:00
2024-08-23 20:00
2024-08-23 21:00
2024-08-23 22:00
2024-08-23 23:00
2024-08-24
2024-08-24 01:00
2024-08-24 02:00
2024-08-24 03:00
2024-08-24 04:00
2024-08-24 05:00
2024-08-24 06:00
2024-08-24 07:00
2024-08-24 08:00
2024-08-24 09:00
2024-08-24 10:00
2024-08-24 11:00
2024-08-24 12:00
2024-08-24 13:00
2024-08-24 14:00
2024-08-24 15:00
2024-08-24 16:00
2024-08-24 17:00
2024-08-24 18:00
2024-08-24 19:00
2024-08-24 20:00
2024-08-24 21:00
2024-08-24 22:00
2024-08-24 23:00
2024-08-25
2024-08-25 01:00
2024-08-25 02:00
2024-08-25 03:00
2024-08-25 04:00
2024-08-25 05:00
2024-08-25 06:00
2024-08-25 07:00
2024-08-25 08:00
2024-08-25 09:00
2024-08-25 10:00
2024-08-25 11:00
2024-08-25 12:00
2024-08-25 13:00
2024-08-25 14:00
2024-08-25 15:00
2024-08-25 16:00
2024-08-25 17:00
2024-08-25 18:00
2024-08-25 19:00
2024-08-25 20:00
2024-08-25 21:00
2024-08-25 22:00
2024-08-25 23:00
2024-08-26
2024-08-26 01:00
2024-08-26 02:00
2024-08-26 03:00
2024-08-26 04:00
2024-08-26 05:00
2024-08-26 06:00
2024-08-26 07:00
2024-08-26 08:00
2024-08-26 09:00
2024-08-26 10:00
2024-08-26 11:00
2024-08-26 12:00
2024-08-26 13:00
2024-08-26 14:00
2024-08-26 15:00
2024-08-26 16:00
2024-08-26 17:00
2024-08-26 18:00
2024-08-26 19:00
2024-08-26 20:00
2024-08-26 21:00
2024-08-26 22:00
2024-08-26 23:00
2024-08-27
2024-08-27 01:00
2024-08-27 02:00
2024-08-27 03:00
2024-08-27 04:00
2024-08-27 05:00
2024-08-27 06:00
2024-08-27 07:00
2024-08-27 08:00
2024-08-27 09:00
2024-08-27 10:00
2024-08-27 11:00
2024-08-27 12:00
2024-08-27 13:00
2024-08-27 14:00
2024-08-27 15:00
2024-08-27 16:00
2024-08-27 17:00
2024-08-27 18:00
2024-08-27 19:00
2024-08-27 20:00
2024-08-27 21:00
2024-08-27 22:00
2024-08-27 23:00
2024-08-28
2024-08-28 01:00
2024-08-28 02:00
2024-08-28 03:00
2024-08-28 04:00
2024-08-28 05:00
2024-08-28 06:00
2024-08-28 07:00
2024-08-28 08:00
2024-08-28 09:00
2024-08-28 10:00
2024-08-28 11:00
2024-08-28 12:00
2024-08-28 13:00
2024-08-28 14:00
2024-08-28 15:00
2024-08-28 16:00
2024-08-28 17:00
2024-08-28 18:00
2024-08-28 19:00
2024-08-28 20:00
2024-08-28 21:00
2024-08-28 22:00
2024-08-28 23:00
2024-08-29
2024-08-29 01:00
2024-08-29 02:00
2024-08-29 03:00
2024-08-29 04:00
2024-08-29 05:00
2024-08-29 06:00
2024-08-29 07:00
2024-08-29 08:00
2024-08-29 09:00
2024-08-29 10:00
2024-08-29 11:00
2024-08-29 12:00
2024-08-29 13:00
2024-08-29 14:00
2024-08-29 15:00
2024-08-29 16:00
2024-08-29 17:00
2024-08-29 18:00
2024-08-29 19:00
2024-08-29 20:00
2024-08-29 21:00
2024-08-29 22:00
2024-08-29 23:00
2024-08-30
2024-08-30 01:00
2024-08-30 02:00
2024-08-30 03:00
2024-08-30 04:00
2024-08-30 05:00
2024-08-30 06:00
2024-08-30 07:00
2024-08-30 08:00
2024-08-30 09:00
2024-08-30 10:00
2024-08-30 11:00
2024-08-30 12:00
2024-08-30 13:00
2024-08-30 14:00
2024-08-30 15:00
2024-08-30 16:00
2024-08-30 17:00
2024-08-30 18:00
2024-08-30 19:00
2024-08-30 20:00
2024-08-30 21:00
2024-08-30 22:00
2024-08-30 23:00
2024-08-31
2024-08-31 01:00
2024-08-31 02:00
2024-08-31 03:00
2024-08-31 04:00
2024-08-31 05:00
2024-08-31 06:00
2024-08-31 07:00
2024-08-31 08:00
2024-08-31 09:00
2024-08-31 10:00
2024-08-31 11:00
2024-08-31 12:00
2024-08-31 13:00
2024-08-31 14:00
2024-08-31 15:00
2024-08-31 16:00
2024-08-31 17:00
2024-08-31 18:00
2024-08-31 19:00
2024-08-31 20:00
2024-08-31 21:00
2024-08-31 22:00
2024-08-31 23:00
2024-09-01
2024-09-01 01:00
2024-09-01 02:00
2024-09-01 03:00
2024-09-01 04:00
2024-09-01 05:00
2024-09-01 06:00
2024-09-01 07:00
2024-09-01 08:00
2024-09-01 09:00
2024-09-01 10:00
2024-09-01 11:00
2024-09-01 12:00
2024-09-01 13:00
2024-09-01 14:00
2024-09-01 15:00
2024-09-01 16:00
2024-09-01 17:00
2024-09-01 18:00
2024-09-01 19:00
2024-09-01 20:00
2024-09-01 21:00
2024-09-01 22:00
2024-09-01 23:00
2024-09-02
2024-09-02 01:00
2024-09-02 02:00
2024-09-02 03:00
2024-09-02 04:00
2024-09-02 05:00
2024-09-02 06:00
2024-09-02 07:00
2024-09-02 08:00
2024-09-02 09:00
2024-09-02 10:00
2024-09-02 11:00
2024-09-02 12:00
2024-09-02 13:00
2024-09-02 14:00
2024-09-02 15:00
2024-09-02 16:00
2024-09-02 17:00
2024-09-02 18:00
2024-09-02 19:00
2024-09-02 20:00
2024-09-02 21:00
2024-09-02 22:00
2024-09-02 23:00
2024-09-03
2024-09-03 01:00
2024-09-03 02:00
2024-09-03 03:00
2024-09-03 04:00
2024-09-03 05:00
2024-09-03 06:00
2024-09-03 07:00
2024-09-03 08:00
2024-09-03 09:00
2024-09-03 10:00
2024-09-03 11:00
2024-09-03 12:00
2024-09-03 13:00
2024-09-03 14:00
2024-09-03 15:00
2024-09-03 16:00
2024-09-03 17:00
2024-09-03 18:00
2024-09-03 19:00
2024-09-03 20:00
2024-09-03 21:00
2024-09-03 22:00
2024-09-03 23:00
2024-09-04
2024-09-04 01:00
2024-09-04 02:00
2024-09-04 03:00
2024-09-04 04:00
2024-09-04 05:00
2024-09-04 06:00
2024-09-04 07:00
2024-09-04 08:00
2024-09-04 09:00
2024-09-04 10:00
2024-09-04 11:00
2024-09-04 12:00
2024-09-04 13:00
2024-09-04 14:00
2024-09-04 15:00
2024-09-04 16:00
2024-09-04 17:00
2024-09-04 18:00
2024-09-04 19:00
2024-09-04 20:00
2024-09-04 21:00
2024-09-04 22:00
2024-09-04 23:00
2024-09-05
2024-09-05 01:00
2024-09-05 02:00
2024-09-05 03:00
2024-09-05 04:00
2024-09-05 05:00
2024-09-05 06:00
2024-09-05 07:00
2024-09-05 08:00
2024-09-05 09:00
2024-09-05 10:00
2024-09-05 11:00
2024-09-05 12:00
2024-09-05 13:00
2024-09-05 14:00
2024-09-05 15:00
2024-09-05 16:00
2024-09-05 17:00
2024-09-05 18:00
2024-09-05 19:00
2024-09-05 20:00
2024-09-05 21:00
2024-09-05 22:00
2024-09-05 23:00
2024-09-06
2024-09-06 01:00
2024-09-06 02:00
2024-09-06 03:00
2024-09-06 04:00
2024-09-06 05:00
2024-09-06 06:00
2024-09-06 07:00
2024-09-06 08:00
2024-09-06 09:00
2024-09-06 10:00
2024-09-06 11:00
2024-09-06 12:00
2024-09-06 13:00
2024-09-06 14:00
2024-09-06 15:00
2024-09-06 16:00
2024-09-06 17:00
2024-09-06 18:00
2024-09-06 19:00
2024-09-06 20:00
2024-09-06 21:00
2024-09-06 22:00
2024-09-06 23:00
2024-09-07
2024-09-07 01:00
2024-09-07 02:00
2024-09-07 03:00
2024-09-07 04:00
2024-09-07 05:00
2024-09-07 06:00
2024-09-07 07:00
2024-09-07 08:00
2024-09-07 09:00
2024-09-07 10:00
2024-09-07 11:00
2024-09-07 12:00
2024-09-07 13:00
2024-09-07 14:00
2024-09-07 15:00
2024-09-07 16:00
2024-09-07 17:00
2024-09-07 18:00
2024-09-07 19:00
2024-09-07 20:00
2024-09-07 21:00
2024-09-07 22:00
2024-09-07 23:00
2024-09-08
2024-09-08 01:00
2024-09-08 02:00
2024-09-08 03:00
2024-09-08 04:00
2024-09-08 05:00
2024-09-08 06:00
2024-09-08 07:00
2024-09-08 08:00
2024-09-08 09:00
2024-09-08 10:00
2024-09-08 11:00
2024-09-08 12:00
2024-09-08 13:00
2024-09-08 14:00
2024-09-08 15:00
2024-09-08 16:00
2024-09-08 17:00
2024-09-08 18:00
2024-09-08 19:00
2024-09-08 20:00
2024-09-08 21:00
2024-09-08 22:00
2024-09-08 23:00
2024-09-09
2024-09-09 01:00
2024-09-09 02:00
2024-09-09 03:00
2024-09-09 04:00
2024-09-09 05:00
2024-09-09 06:00
2024-09-09 07:00
2024-09-09 08:00
2024-09-09 09:00
2024-09-09 10:00
2024-09-09 11:00
2024-09-09 12:00
2024-09-09 13:00
2024-09-09 14:00
2024-09-09 15:00
2024-09-09 16:00
2024-09-09 17:00
2024-09-09 18:00
2024-09-09 19:00
2024-09-09 20:00
2024-09-09 21:00
2024-09-09 22:00
2024-09-09 23:00
2024-09-10
2024-09-10 01:00
2024-09-10 02:00
2024-09-10 03:00
2024-09-10 04:00
2024-09-10 05:00
2024-09-10 06:00
2024-09-10 07:00
2024-09-10 08:00
2024-09-10 09:00
2024-09-10 10:00
2024-09-10 11:00
2024-09-10 12:00
2024-09-10 13:00
2024-09-10 14:00
2024-09-10 15:00
2024-09-10 16:00
2024-09-10 17:00
2024-09-10 18:00
2024-09-10 19:00
2024-09-10 20:00
2024-09-10 21:00
2024-09-10 22:00
2024-09-10 23:00
2024-09-11
2024-09-11 01:00
2024-09-11 02:00
2024-09-11 03:00
2024-09-11 04:00
2024-09-11 05:00
2024-09-11 06:00
2024-09-11 07:00
2024-09-11 08:00
2024-09-11 09:00
2024-09-11 10:00
2024-09-11 11:00
2024-09-11 12:00
2024-09-11 13:00
2024-09-11 14:00
2024-09-11 15:00
2024-09-11 16:00
2024-09-11 17:00
2024-09-11 18:00
2024-09-11 19:00
2024-09-11 20:00
2024-09-11 21:00
2024-09-11 22:00
2024-09-11 23:00
2024-09-12
2024-09-12 01:00
2024-09-12 02:00
2024-09-12 03:00
2024-09-12 04:00
2024-09-12 05:00
2024-09-12 06:00
2024-09-12 07:00
2024-09-12 08:00
2024-09-12 09:00
2024-09-12 10:00
2024-09-12 11:00
2024-09-12 12:00
2024-09-12 13:00
2024-09-12 14:00
2024-09-12 15:00
2024-09-12 16:00
2024-09-12 17:00
2024-09-12 18:00
2024-09-12 19:00
2024-09-12 20:00
2024-09-12 21:00
2024-09-12 22:00
2024-09-12 23:00
2024-09-13
2024-09-13 01:00
2024-09-13 02:00
2024-09-13 03:00
2024-09-13 04:00
2024-09-13 05:00
2024-09-13 06:00
2024-09-13 07:00
2024-09-13 08:00
2024-09-13 09:00
2024-09-13 10:00
2024-09-13 11:00
2024-09-13 12:00
2024-09-13 13:00
2024-09-13 14:00
2024-09-13 15:00
2024-09-13 16:00
2024-09-13 17:00
2024-09-13 18:00
2024-09-13 19:00
2024-09-13 20:00
2024-09-13 21:00
2024-09-13 22:00
2024-09-13 23:00
2024-09-14
2024-09-14 01:00
2024-09-14 02:00
2024-09-14 03:00
2024-09-14 04:00
2024-09-14 05:00
2024-09-14 06:00
2024-09-14 07:00
2024-09-14 08:00
2024-09-14 09:00
2024-09-14 10:00
2024-09-14 11:00
2024-09-14 12:00
2024-09-14 13:00
2024-09-14 14:00
2024-09-14 15:00
2024-09-14 16:00
2024-09-14 17:00
2024-09-14 18:00
2024-09-14 19:00
2024-09-14 20:00
2024-09-14 21:00
2024-09-14 22:00
2024-09-14 23:00
2024-09-15
2024-09-15 01:00
2024-09-15 02:00
2024-09-15 03:00
2024-09-15 04:00
2024-09-15 05:00
2024-09-15 06:00
2024-09-15 07:00
2024-09-15 08:00
2024-09-15 09:00
2024-09-15 10:00
2024-09-15 11:00
2024-09-15 12:00
2024-09-15 13:00
2024-09-15 14:00
2024-09-15 15:00
2024-09-15 16:00
2024-09-15 17:00
2024-09-15 18:00
2024-09-15 19:00
2024-09-15 20:00
2024-09-15 21:00
2024-09-15 22:00
2024-09-15 23:00
2024-09-16
2024-09-16 01:00
2024-09-16 02:00
2024-09-16 03:00
2024-09-16 04:00
2024-09-16 05:00
2024-09-16 06:00
2024-09-16 07:00
2024-09-16 08:00
2024-09-16 09:00
2024-09-16 10:00
2024-09-16 11:00
2024-09-16 12:00
2024-09-16 13:00
2024-09-16 14:00
2024-09-16 15:00
2024-09-16 16:00
2024-09-16 17:00
2024-09-16 18:00
2024-09-16 19:00
2024-09-16 20:00
2024-09-16 21:00
2024-09-16 22:00
2024-09-16 23:00
2024-09-17
2024-09-17 01:00
2024-09-17 02:00
2024-09-17 03:00
2024-09-17 04:00
2024-09-17 05:00
2024-09-17 06:00
2024-09-17 07:00
2024-09-17 08:00
2024-09-17 09:00
2024-09-17 10:00
2024-09-17 11:00
2024-09-17 12:00
2024-09-17 13:00
2024-09-17 14:00
2024-09-17 15:00
2024-09-17 16:00
2024-09-17 17:00
2024-09-17 18:00
2024-09-17 19:00
2024-09-17 20:00
2024-09-17 21:00
2024-09-17 22:00
2024-09-17 23:00
2024-09-18
2024-09-18 01:00
2024-09-18 02:00
2024-09-18 03:00
2024-09-18 04:00
2024-09-18 05:00
2024-09-18 06:00
2024-09-18 07:00
2024-09-18 08:00
2024-09-18 09:00
2024-09-18 10:00
2024-09-18 11:00
2024-09-18 12:00
2024-09-18 13:00
2024-09-18 14:00
2024-09-18 15:00
2024-09-18 16:00
2024-09-18 17:00
2024-09-18 18:00
2024-09-18 19:00
2024-09-18 20:00
2024-09-18 21:00
2024-09-18 22:00
2024-09-18 23:00
2024-09-19
2024-09-19 01:00
2024-09-19 02:00
2024-09-19 03:00
2024-09-19 04:00
2024-09-19 05:00
2024-09-19 06:00
2024-09-19 07:00
2024-09-19 08:00
2024-09-19 09:00
2024-09-19 10:00
2024-09-19 11:00
2024-09-19 12:00
2024-09-19 13:00
2024-09-19 14:00
2024-09-19 15:00
2024-09-19 16:00
2024-09-19 17:00
2024-09-19 18:00
2024-09-19 19:00
2024-09-19 20:00
2024-09-19 21:00
2024-09-19 22:00
2024-09-19 23:00
2024-09-20
2024-09-20 01:00
2024-09-20 02:00
2024-09-20 03:00
2024-09-20 04:00
2024-09-20 05:00
2024-09-20 06:00
2024-09-20 07:00
2024-09-20 08:00
2024-09-20 09:00
2024-09-20 10:00
2024-09-20 11:00
2024-09-20 12:00
2024-09-20 13:00
2024-09-20 14:00
2024-09-20 15:00
2024-09-20 16:00
2024-09-20 17:00
2024-09-20 18:00
2024-09-20 19:00
2024-09-20 20:00
2024-09-20 21:00
2024-09-20 22:00
2024-09-20 23:00
2024-09-21
2024-09-21 01:00
2024-09-21 02:00
2024-09-21 03:00
2024-09-21 04:00
2024-09-21 05:00
2024-09-21 06:00
2024-09-21 07:00
2024-09-21 08:00
2024-09-21 09:00
2024-09-21 10:00
2024-09-21 11:00
2024-09-21 12:00
2024-09-21 13:00
2024-09-21 14:00
2024-09-21 15:00
2024-09-21 16:00
2024-09-21 17:00
2024-09-21 18:00
2024-09-21 19:00
2024-09-21 20:00
2024-09-21 21:00
2024-09-21 22:00
2024-09-21 23:00
2024-09-22
2024-09-22 01:00
2024-09-22 02:00
2024-09-22 03:00
2024-09-22 04:00
2024-09-22 05:00
2024-09-22 06:00
2024-09-22 07:00
2024-09-22 08:00
2024-09-22 09:00
2024-09-22 10:00
2024-09-22 11:00
2024-09-22 12:00
2024-09-22 13:00
2024-09-22 14:00
2024-09-22 15:00
2024-09-22 16:00
2024-09-22 17:00
2024-09-22 18:00
2024-09-22 19:00
2024-09-22 20:00
2024-09-22 21:00
2024-09-22 22:00
2024-09-22 23:00
2024-09-23
2024-09-23 01:00
2024-09-23 02:00
2024-09-23 03:00
2024-09-23 04:00
2024-09-23 05:00
2024-09-23 06:00
2024-09-23 07:00
2024-09-23 08:00
2024-09-23 09:00
2024-09-23 10:00
2024-09-23 11:00
2024-09-23 12:00
2024-09-23 13:00
2024-09-23 14:00
2024-09-23 15:00
2024-09-23 16:00
2024-09-23 17:00
2024-09-23 18:00
2024-09-23 19:00
2024-09-23 20:00
2024-09-23 21:00
2024-09-23 22:00
2024-09-23 23:00
2024-09-24
2024-09-24 01:00
2024-09-24 02:00
2024-09-24 03:00
2024-09-24 04:00
2024-09-24 05:00
2024-09-24 06:00
2024-09-24 07:00
2024-09-24 08:00
2024-09-24 09:00
2024-09-24 10:00
2024-09-24 11:00
2024-09-24 12:00
2024-09-24 13:00
2024-09-24 14:00
2024-09-24 15:00
2024-09-24 16:00
2024-09-24 17:00
2024-09-24 18:00
2024-09-24 19:00
2024-09-24 20:00
2024-09-24 21:00
2024-09-24 22:00
2024-09-24 23:00
2024-09-25
2024-09-25 01:00
2024-09-25 02:00
2024-09-25 03:00
2024-09-25 04:00
2024-09-25 05:00
2024-09-25 06:00
2024-09-25 07:00
2024-09-25 08:00
2024-09-25 09:00
2024-09-25 10:00
2024-09-25 11:00
2024-09-25 12:00
2024-09-25 13:00
2024-09-25 14:00
2024-09-25 15:00
2024-09-25 16:00
2024-09-25 17:00
2024-09-25 18:00
2024-09-25 19:00
2024-09-25 20:00
2024-09-25 21:00
2024-09-25 22:00
2024-09-25 23:00
2024-09-26
2024-09-26 01:00
2024-09-26 02:00
2024-09-26 03:00
2024-09-26 04:00
2024-09-26 05:00
2024-09-26 06:00
2024-09-26 07:00
2024-09-26 08:00
2024-09-26 09:00
2024-09-26 10:00
2024-09-26 11:00
2024-09-26 12:00
2024-09-26 13:00
2024-09-26 14:00
2024-09-26 15:00
2024-09-26 16:00
2024-09-26 17:00
2024-09-26 18:00
2024-09-26 19:00
2024-09-26 20:00
2024-09-26 21:00
2024-09-26 22:00
2024-09-26 23:00
2024-09-27
2024-09-27 01:00
2024-09-27 02:00
2024-09-27 03:00
2024-09-27 04:00
2024-09-27 05:00
2024-09-27 06:00
2024-09-27 07:00
2024-09-27 08:00
2024-09-27 09:00
2024-09-27 10:00
2024-09-27 11:00
2024-09-27 12:00
2024-09-27 13:00
2024-09-27 14:00
2024-09-27 15:00
2024-09-27 16:00
2024-09-27 17:00
2024-09-27 18:00
2024-09-27 19:00
2024-09-27 20:00
2024-09-27 21:00
2024-09-27 22:00
2024-09-27 23:00
2024-09-28
2024-09-28 01:00
2024-09-28 02:00
2024-09-28 03:00
2024-09-28 04:00
2024-09-28 05:00
2024-09-28 06:00
2024-09-28 07:00
2024-09-28 08:00
2024-09-28 09:00
2024-09-28 10:00
2024-09-28 11:00
2024-09-28 12:00
2024-09-28 13:00
2024-09-28 14:00
2024-09-28 15:00
2024-09-28 16:00
2024-09-28 17:00
2024-09-28 18:00
2024-09-28 19:00
2024-09-28 20:00
2024-09-28 21:00
2024-09-28 22:00
2024-09-28 23:00
2024-09-29
2024-09-29 01:00
2024-09-29 02:00
2024-09-29 03:00
2024-09-29 04:00
2024-09-29 05:00
2024-09-29 06:00
2024-09-29 07:00
2024-09-29 08:00
2024-09-29 09:00
2024-09-29 10:00
2024-09-29 11:00
2024-09-29 12:00
2024-09-29 13:00
2024-09-29 14:00
2024-09-29 15:00
2024-09-29 16:00
2024-09-29 17:00
2024-09-29 18:00
2024-09-29 19:00
2024-09-29 20:00
2024-09-29 21:00
2024-09-29 22:00
2024-09-29 23:00
2024-09-30
2024-09-30 01:00
2024-09-30 02:00
2024-09-30 03:00
2024-09-30 04:00
2024-09-30 05:00
2024-09-30 06:00
2024-09-30 07:00
2024-09-30 08:00
2024-09-30 09:00
2024-09-30 10:00
2024-09-30 11:00
2024-09-30 12:00
2024-09-30 13:00
2024-09-30 14:00
2024-09-30 15:00
2024-09-30 16:00
2024-09-30 17:00
2024-09-30 18:00
2024-09-30 19:00
2024-09-30 20:00
2024-09-30 21:00
2024-09-30 22:00
2024-09-30 23:00
2024-10-01
2024-10-01 01:00
2024-10-01 02:00
2024-10-01 03:00
2024-10-01 04:00
2024-10-01 05:00
2024-10-01 06:00
2024-10-01 07:00
2024-10-01 08:00
2024-10-01 09:00
2024-10-01 10:00
2024-10-01 11:00
2024-10-01 12:00
2024-10-01 13:00
2024-10-01 14:00
2024-10-01 15:00
2024-10-01 16:00
2024-10-01 17:00
2024-10-01 18:00
2024-10-01 19:00
2024-10-01 20:00
2024-10-01 21:00
2024-10-01 22:00
2024-10-01 23:00
2024-10-02
2024-10-02 01:00
2024-10-02 02:00
2024-10-02 03:00
2024-10-02 04:00
2024-10-02 05:00
2024-10-02 06:00
2024-10-02 07:00
2024-10-02 08:00
2024-10-02 09:00
2024-10-02 10:00
2024-10-02 11:00
2024-10-02 12:00
2024-10-02 13:00
2024-10-02 14:00
2024-10-02 15:00
2024-10-02 16:00
2024-10-02 17:00
2024-10-02 18:00
2024-10-02 19:00
2024-10-02 20:00
2024-10-02 21:00
2024-10-02 22:00
2024-10-02 23:00
2024-10-03
2024-10-03 01:00
2024-10-03 02:00
2024-10-03 03:00
2024-10-03 04:00
2024-10-03 05:00
2024-10-03 06:00
2024-10-03 07:00
2024-10-03 08:00
2024-10-03 09:00
2024-10-03 10:00
2024-10-03 11:00
2024-10-03 12:00
2024-10-03 13:00
2024-10-03 14:00
2024-10-03 15:00
2024-10-03 16:00
2024-10-03 17:00
2024-10-03 18:00
2024-10-03 19:00
2024-10-03 20:00
2024-10-03 21:00
2024-10-03 22:00
2024-10-03 23:00
2024-10-04
2024-10-04 01:00
2024-10-04 02:00
2024-10-04 03:00
2024-10-04 04:00
2024-10-04 05:00
2024-10-04 06:00
2024-10-04 07:00
2024-10-04 08:00
2024-10-04 09:00
2024-10-04 10:00
2024-10-04 11:00
2024-10-04 12:00
2024-10-04 13:00
2024-10-04 14:00
2024-10-04 15:00
2024-10-04 16:00
2024-10-04 17:00
2024-10-04 18:00
2024-10-04 19:00
2024-10-04 20:00
2024-10-04 21:00
2024-10-04 22:00
2024-10-04 23:00
2024-10-05
2024-10-05 01:00
2024-10-05 02:00
2024-10-05 03:00
2024-10-05 04:00
2024-10-05 05:00
2024-10-05 06:00
2024-10-05 07:00
2024-10-05 08:00
2024-10-05 09:00
2024-10-05 10:00
2024-10-05 11:00
2024-10-05 12:00
2024-10-05 13:00
2024-10-05 14:00
2024-10-05 15:00
2024-10-05 16:00
2024-10-05 17:00
2024-10-05 18:00
2024-10-05 19:00
2024-10-05 20:00
2024-10-05 21:00
2024-10-05 22:00
2024-10-05 23:00
2024-10-06
2024-10-06 01:00
2024-10-06 02:00
2024-10-06 03:00
2024-10-06 04:00
2024-10-06 05:00
2024-10-06 06:00
2024-10-06 07:00
2024-10-06 08:00
2024-10-06 09:00
2024-10-06 10:00
2024-10-06 11:00
2024-10-06 12:00
2024-10-06 13:00
2024-10-06 14:00
2024-10-06 15:00
2024-10-06 16:00
2024-10-06 17:00
2024-10-06 18:00
2024-10-06 19:00
2024-10-06 20:00
2024-10-06 21:00
2024-10-06 22:00
2024-10-06 23:00
2024-10-07
2024-10-07 01:00
2024-10-07 02:00
2024-10-07 03:00
2024-10-07 04:00
2024-10-07 05:00
2024-10-07 06:00
2024-10-07 07:00
2024-10-07 08:00
2024-10-07 09:00
2024-10-07 10:00
2024-10-07 11:00
2024-10-07 12:00
2024-10-07 13:00
2024-10-07 14:00
2024-10-07 15:00
2024-10-07 16:00
2024-10-07 17:00
2024-10-07 18:00
2024-10-07 19:00
2024-10-07 20:00
2024-10-07 21:00
2024-10-07 22:00
2024-10-07 23:00
2024-10-08
2024-10-08 01:00
2024-10-08 02:00
2024-10-08 03:00
2024-10-08 04:00
2024-10-08 05:00
2024-10-08 06:00
2024-10-08 07:00
2024-10-08 08:00
2024-10-08 09:00
2024-10-08 10:00
2024-10-08 11:00
2024-10-08 12:00
2024-10-08 13:00
2024-10-08 14:00
2024-10-08 15:00
2024-10-08 16:00
2024-10-08 17:00
2024-10-08 18:00
2024-10-08 19:00
2024-10-08 20:00
2024-10-08 21:00
2024-10-08 22:00
2024-10-08 23:00
2024-10-09
2024-10-09 01:00
2024-10-09 02:00
2024-10-09 03:00
2024-10-09 04:00
2024-10-09 05:00
2024-10-09 06:00
2024-10-09 07:00
2024-10-09 08:00
2024-10-09 09:00
2024-10-09 10:00
2024-10-09 11:00
2024-10-09 12:00
2024-10-09 13:00
2024-10-09 14:00
2024-10-09 15:00
2024-10-09 16:00
2024-10-09 17:00
2024-10-09 18:00
2024-10-09 19:00
2024-10-09 20:00
2024-10-09 21:00
2024-10-09 22:00
2024-10-09 23:00
2024-10-10
2024-10-10 01:00
2024-10-10 02:00
2024-10-10 03:00
2024-10-10 04:00
2024-10-10 05:00
2024-10-10 06:00
2024-10-10 07:00
2024-10-10 08:00
2024-10-10 09:00
2024-10-10 10:00
2024-10-10 11:00
2024-10-10 12:00
2024-10-10 13:00
2024-10-10 14:00
2024-10-10 15:00
2024-10-10 16:00
2024-10-10 17:00
2024-10-10 18:00
2024-10-10 19:00
2024-10-10 20:00
2024-10-10 21:00
2024-10-10 22:00
2024-10-10 23:00
2024-10-11
2024-10-11 01:00
2024-10-11 02:00
2024-10-11 03:00
2024-10-11 04:00
2024-10-11 05:00
2024-10-11 06:00
2024-10-11 07:00
2024-10-11 08:00
2024-10-11 09:00
2024-10-11 10:00
2024-10-11 11:00
2024-10-11 12:00
2024-10-11 13:00
2024-10-11 14:00
2024-10-11 15:00
2024-10-11 16:00
2024-10-11 17:00
2024-10-11 18:00
2024-10-11 19:00
2024-10-11 20:00
2024-10-11 21:00
2024-10-11 22:00
2024-10-11 23:00
2024-10-12
2024-10-12 01:00
2024-10-12 02:00
2024-10-12 03:00
2024-10-12 04:00
2024-10-12 05:00
2024-10-12 06:00
2024-10-12 07:00
2024-10-12 08:00
2024-10-12 09:00
2024-10-12 10:00
2024-10-12 11:00
2024-10-12 12:00
2024-10-12 13:00
2024-10-12 14:00
2024-10-12 15:00
2024-10-12 16:00
2024-10-12 17:00
2024-10-12 18:00
2024-10-12 19:00
2024-10-12 20:00
2024-10-12 21:00
2024-10-12 22:00
2024-10-12 23:00
2024-10-13
2024-10-13 01:00
2024-10-13 02:00
2024-10-13 03:00
2024-10-13 04:00
2024-10-13 05:00
2024-10-13 06:00
2024-10-13 07:00
2024-10-13 08:00
2024-10-13 09:00
2024-10-13 10:00
2024-10-13 11:00
2024-10-13 12:00
2024-10-13 13:00
2024-10-13 14:00
2024-10-13 15:00
2024-10-13 16:00
2024-10-13 17:00
2024-10-13 18:00
2024-10-13 19:00
2024-10-13 20:00
2024-10-13 21:00
2024-10-13 22:00
2024-10-13 23:00
2024-10-14
2024-10-14 01:00
2024-10-14 02:00
2024-10-14 03:00
2024-10-14 04:00
2024-10-14 05:00
2024-10-14 06:00
2024-10-14 07:00
2024-10-14 08:00
2024-10-14 09:00
2024-10-14 10:00
2024-10-14 11:00
2024-10-14 12:00
2024-10-14 13:00
2024-10-14 14:00
2024-10-14 15:00
2024-10-14 16:00
2024-10-14 17:00
2024-10-14 18:00
2024-10-14 19:00
2024-10-14 20:00
2024-10-14 21:00
2024-10-14 22:00
2024-10-14 23:00
2024-10-15
2024-10-15 01:00
2024-10-15 02:00
2024-10-15 03:00
2024-10-15 04:00
2024-10-15 05:00
2024-10-15 06:00
2024-10-15 07:00
2024-10-15 08:00
2024-10-15 09:00
2024-10-15 10:00
2024-10-15 11:00
2024-10-15 12:00
2024-10-15 13:00
2024-10-15 14:00
2024-10-15 15:00
2024-10-15 16:00
2024-10-15 17:00
2024-10-15 18:00
2024-10-15 19:00
2024-10-15 20:00
2024-10-15 21:00
2024-10-15 22:00
2024-10-15 23:00
2024-10-16
2024-10-16 01:00
2024-10-16 02:00
2024-10-16 03:00
2024-10-16 04:00
2024-10-16 05:00
2024-10-16 06:00
2024-10-16 07:00
2024-10-16 08:00
2024-10-16 09:00
2024-10-16 10:00
2024-10-16 11:00
2024-10-16 12:00
2024-10-16 13:00
2024-10-16 14:00
2024-10-16 15:00
2024-10-16 16:00
2024-10-16 17:00
2024-10-16 18:00
2024-10-16 19:00
2024-10-16 20:00
2024-10-16 21:00
2024-10-16 22:00
2024-10-16 23:00
2024-10-17
2024-10-17 01:00
2024-10-17 02:00
2024-10-17 03:00
2024-10-17 04:00
2024-10-17 05:00
2024-10-17 06:00
2024-10-17 07:00
2024-10-17 08:00
2024-10-17 09:00
2024-10-17 10:00
2024-10-17 11:00
2024-10-17 12:00
2024-10-17 13:00
2024-10-17 14:00
2024-10-17 15:00
2024-10-17 16:00
2024-10-17 17:00
2024-10-17 18:00
2024-10-17 19:00
2024-10-17 20:00
2024-10-17 21:00
2024-10-17 22:00
2024-10-17 23:00
2024-10-18
2024-10-18 01:00
2024-10-18 02:00
2024-10-18 03:00
2024-10-18 04:00
2024-10-18 05:00
2024-10-18 06:00
2024-10-18 07:00
2024-10-18 08:00
2024-10-18 09:00
2024-10-18 10:00
2024-10-18 11:00
2024-10-18 12:00
2024-10-18 13:00
2024-10-18 14:00
2024-10-18 15:00
2024-10-18 16:00
2024-10-18 17:00
2024-10-18 18:00
2024-10-18 19:00
2024-10-18 20:00
2024-10-18 21:00
2024-10-18 22:00
2024-10-18 23:00
2024-10-19
2024-10-19 01:00
2024-10-19 02:00
2024-10-19 03:00
2024-10-19 04:00
2024-10-19 05:00
2024-10-19 06:00
2024-10-19 07:00
2024-10-19 08:00
2024-10-19 09:00
2024-10-19 10:00
2024-10-19 11:00
2024-10-19 12:00
2024-10-19 13:00
2024-10-19 14:00
2024-10-19 15:00
2024-10-19 16:00
2024-10-19 17:00
2024-10-19 18:00
2024-10-19 19:00
2024-10-19 20:00
2024-10-19 21:00
2024-10-19 22:00
2024-10-19 23:00
2024-10-20
2024-10-20 01:00
2024-10-20 02:00
2024-10-20 03:00
2024-10-20 04:00
2024-10-20 05:00
2024-10-20 06:00
2024-10-20 07:00
2024-10-20 08:00
2024-10-20 09:00
2024-10-20 10:00
2024-10-20 11:00
2024-10-20 12:00
2024-10-20 13:00
2024-10-20 14:00
2024-10-20 15:00
2024-10-20 16:00
2024-10-20 17:00
2024-10-20 18:00
2024-10-20 19:00
2024-10-20 20:00
2024-10-20 21:00
2024-10-20 22:00
2024-10-20 23:00
2024-10-21
2024-10-21 01:00
2024-10-21 02:00
2024-10-21 03:00
2024-10-21 04:00
2024-10-21 05:00
2024-10-21 06:00
2024-10-21 07:00
2024-10-21 08:00
2024-10-21 09:00
2024-10-21 10:00
2024-10-21 11:00
2024-10-21 12:00
2024-10-21 13:00
2024-10-21 14:00
2024-10-21 15:00
2024-10-21 16:00
2024-10-21 17:00
2024-10-21 18:00
2024-10-21 19:00
2024-10-21 20:00
2024-10-21 21:00
2024-10-21 22:00
2024-10-21 23:00
2024-10-22
2024-10-22 01:00
2024-10-22 02:00
2024-10-22 03:00
2024-10-22 04:00
2024-10-22 05:00
2024-10-22 06:00
2024-10-22 07:00
2024-10-22 08:00
2024-10-22 09:00
2024-10-22 10:00
2024-10-22 11:00
2024-10-22 12:00
2024-10-22 13:00
2024-10-22 14:00
2024-10-22 15:00
2024-10-22 16:00
2024-10-22 17:00
2024-10-22 18:00
2024-10-22 19:00
2024-10-22 20:00
2024-10-22 21:00
2024-10-22 22:00
2024-10-22 23:00
2024-10-23
2024-10-23 01:00
2024-10-23 02:00
2024-10-23 03:00
2024-10-23 04:00
2024-10-23 05:00
2024-10-23 06:00
2024-10-23 07:00
2024-10-23 08:00
2024-10-23 09:00
2024-10-23 10:00
2024-10-23 11:00
2024-10-23 12:00
2024-10-23 13:00
2024-10-23 14:00
2024-10-23 15:00
2024-10-23 16:00
2024-10-23 17:00
2024-10-23 18:00
2024-10-23 19:00
2024-10-23 20:00
2024-10-23 21:00
2024-10-23 22:00
2024-10-23 23:00
2024-10-24
2024-10-24 01:00
2024-10-24 02:00
2024-10-24 03:00
2024-10-24 04:00
2024-10-24 05:00
2024-10-24 06:00
2024-10-24 07:00
2024-10-24 08:00
2024-10-24 09:00
2024-10-24 10:00
2024-10-24 11:00
2024-10-24 12:00
2024-10-24 13:00
2024-10-24 14:00
2024-10-24 15:00
2024-10-24 16:00
2024-10-24 17:00
2024-10-24 18:00
2024-10-24 19:00
2024-10-24 20:00
2024-10-24 21:00
2024-10-24 22:00
2024-10-24 23:00
2024-10-25
2024-10-25 01:00
2024-10-25 02:00
2024-10-25 03:00
2024-10-25 04:00
2024-10-25 05:00
2024-10-25 06:00
2024-10-25 07:00
2024-10-25 08:00
2024-10-25 09:00
2024-10-25 10:00
2024-10-25 11:00
2024-10-25 12:00
2024-10-25 13:00
2024-10-25 14:00
2024-10-25 15:00
2024-10-25 16:00
2024-10-25 17:00
2024-10-25 18:00
2024-10-25 19:00
2024-10-25 20:00
2024-10-25 21:00
2024-10-25 22:00
2024-10-25 23:00
2024-10-26
2024-10-26 01:00
2024-10-26 02:00
2024-10-26 03:00
2024-10-26 04:00
2024-10-26 05:00
2024-10-26 06:00
2024-10-26 07:00
2024-10-26 08:00
2024-10-26 09:00
2024-10-26 10:00
2024-10-26 11:00
2024-10-26 12:00
2024-10-26 13:00
2024-10-26 14:00
2024-10-26 15:00
2024-10-26 16:00
2024-10-26 17:00
2024-10-26 18:00
2024-10-26 19:00
2024-10-26 20:00
2024-10-26 21:00
2024-10-26 22:00
2024-10-26 23:00
2024-10-27
2024-10-27 01:00
2024-10-27 02:00
2024-10-27 03:00
2024-10-27 04:00
2024-10-27 05:00
2024-10-27 06:00
2024-10-27 07:00
2024-10-27 08:00
2024-10-27 09:00
2024-10-27 10:00
2024-10-27 11:00
2024-10-27 12:00
2024-10-27 13:00
2024-10-27 14:00
2024-10-27 15:00
2024-10-27 16:00
2024-10-27 17:00
2024-10-27 18:00
2024-10-27 19:00
2024-10-27 20:00
2024-10-27 21:00
2024-10-27 22:00
2024-10-27 23:00
2024-10-28
2024-10-28 01:00
2024-10-28 02:00
2024-10-28 03:00
2024-10-28 04:00
2024-10-28 05:00
2024-10-28 06:00
2024-10-28 07:00
2024-10-28 08:00
2024-10-28 09:00
2024-10-28 10:00
2024-10-28 11:00
2024-10-28 12:00
2024-10-28 13:00
2024-10-28 14:00
2024-10-28 15:00
2024-10-28 16:00
2024-10-28 17:00
2024-10-28 18:00
2024-10-28 19:00
2024-10-28 20:00
2024-10-28 21:00
2024-10-28 22:00
2024-10-28 23:00
2024-10-29
2024-10-29 01:00
2024-10-29 02:00
2024-10-29 03:00
2024-10-29 04:00
2024-10-29 05:00
2024-10-29 06:00
2024-10-29 07:00
2024-10-29 08:00
2024-10-29 09:00
2024-10-29 10:00
2024-10-29 11:00
2024-10-29 12:00
2024-10-29 13:00
2024-10-29 14:00
2024-10-29 15:00
2024-10-29 16:00
2024-10-29 17:00
2024-10-29 18:00
2024-10-29 19:00
2024-10-29 20:00
2024-10-29 21:00
2024-10-29 22:00
2024-10-29 23:00
2024-10-30
2024-10-30 01:00
2024-10-30 02:00
2024-10-30 03:00
2024-10-30 04:00
2024-10-30 05:00
2024-10-30 06:00
2024-10-30 07:00
2024-10-30 08:00
2024-10-30 09:00
2024-10-30 10:00
2024-10-30 11:00
2024-10-30 12:00
2024-10-30 13:00
2024-10-30 14:00
2024-10-30 15:00
2024-10-30 16:00
2024-10-30 17:00
2024-10-30 18:00
2024-10-30 19:00
2024-10-30 20:00
2024-10-30 21:00
2024-10-30 22:00
2024-10-30 23:00
2024-10-31
2024-10-31 01:00
2024-10-31 02:00
2024-10-31 03:00
2024-10-31 04:00
2024-10-31 05:00
2024-10-31 06:00
2024-10-31 07:00
2024-10-31 08:00
2024-10-31 09:00
2024-10-31 10:00
2024-10-31 11:00
2024-10-31 12:00
2024-10-31 13:00
2024-10-31 14:00
2024-10-31 15:00
2024-10-31 16:00
2024-10-31 17:00
2024-10-31 18:00
2024-10-31 19:00
2024-10-31 20:00
2024-10-31 21:00
2024-10-31 22:00
2024-10-31 23:00
2024-11-01
2024-11-01 01:00
2024-11-01 02:00
2024-11-01 03:00
2024-11-01 04:00
2024-11-01 05:00
2024-11-01 06:00
2024-11-01 07:00
2024-11-01 08:00
2024-11-01 09:00
2024-11-01 10:00
2024-11-01 11:00
2024-11-01 12:00
2024-11-01 13:00
2024-11-01 14:00
2024-11-01 15:00
2024-11-01 16:00
2024-11-01 17:00
2024-11-01 18:00
2024-11-01 19:00
2024-11-01 20:00
2024-11-01 21:00
2024-11-01 22:00
2024-11-01 23:00
2024-11-02
2024-11-02 01:00
2024-11-02 02:00
2024-11-02 03:00
2024-11-02 04:00
2024-11-02 05:00
2024-11-02 06:00
2024-11-02 07:00
2024-11-02 08:00
2024-11-02 09:00
2024-11-02 10:00
2024-11-02 11:00
2024-11-02 12:00
2024-11-02 13:00
2024-11-02 14:00
2024-11-02 15:00
2024-11-02 16:00
2024-11-02 17:00
2024-11-02 18:00
2024-11-02 19:00
2024-11-02 20:00
2024-11-02 21:00
2024-11-02 22:00
2024-11-02 23:00
2024-11-03
2024-11-03 01:00
2024-11-03 02:00
2024-11-03 03:00
2024-11-03 04:00
2024-11-03 05:00
2024-11-03 06:00
2024-11-03 07:00
2024-11-03 08:00
2024-11-03 09:00
2024-11-03 10:00
2024-11-03 11:00
2024-11-03 12:00
2024-11-03 13:00
2024-11-03 14:00
2024-11-03 15:00
2024-11-03 16:00
2024-11-03 17:00
2024-11-03 18:00
2024-11-03 19:00
2024-11-03 20:00
2024-11-03 21:00
2024-11-03 22:00
2024-11-03 23:00
2024-11-04
2024-11-04 01:00
2024-11-04 02:00
2024-11-04 03:00
2024-11-04 04:00
2024-11-04 05:00
2024-11-04 06:00
2024-11-04 07:00
2024-11-04 08:00
2024-11-04 09:00
2024-11-04 10:00
2024-11-04 11:00
2024-11-04 12:00
2024-11-04 13:00
2024-11-04 14:00
2024-11-04 15:00
2024-11-04 16:00
2024-11-04 17:00
2024-11-04 18:00
2024-11-04 19:00
2024-11-04 20:00
2024-11-04 21:00
2024-11-04 22:00
2024-11-04 23:00
2024-11-05
2024-11-05 01:00
2024-11-05 02:00
2024-11-05 03:00
2024-11-05 04:00
2024-11-05 05:00
2024-11-05 06:00
2024-11-05 07:00
2024-11-05 08:00
2024-11-05 09:00
2024-11-05 10:00
2024-11-05 11:00
2024-11-05 12:00
2024-11-05 13:00
2024-11-05 14:00
2024-11-05 15:00
2024-11-05 16:00
2024-11-05 17:00
2024-11-05 18:00
2024-11-05 19:00
2024-11-05 20:00
2024-11-05 21:00
2024-11-05 22:00
2024-11-05 23:00
2024-11-06
2024-11-06 01:00
2024-11-06 02:00
2024-11-06 03:00
2024-11-06 04:00
2024-11-06 05:00
2024-11-06 06:00
2024-11-06 07:00
2024-11-06 08:00
2024-11-06 09:00
2024-11-06 10:00
2024-11-06 11:00
2024-11-06 12:00
2024-11-06 13:00
2024-11-06 14:00
2024-11-06 15:00
2024-11-06 16:00
2024-11-06 17:00
2024-11-06 18:00
2024-11-06 19:00
2024-11-06 20:00
2024-11-06 21:00
2024-11-06 22:00
2024-11-06 23:00
2024-11-07
2024-11-07 01:00
2024-11-07 02:00
2024-11-07 03:00
2024-11-07 04:00
2024-11-07 05:00
2024-11-07 06:00
2024-11-07 07:00
2024-11-07 08:00
2024-11-07 09:00
2024-11-07 10:00
2024-11-07 11:00
2024-11-07 12:00
2024-11-07 13:00
2024-11-07 14:00
2024-11-07 15:00
2024-11-07 16:00
2024-11-07 17:00
2024-11-07 18:00
2024-11-07 19:00
2024-11-07 20:00
2024-11-07 21:00
2024-11-07 22:00
2024-11-07 23:00
2024-11-08
2024-11-08 01:00
2024-11-08 02:00
2024-11-08 03:00
2024-11-08 04:00
2024-11-08 05:00
2024-11-08 06:00
2024-11-08 07:00
2024-11-08 08:00
2024-11-08 09:00
2024-11-08 10:00
2024-11-08 11:00
2024-11-08 12:00
2024-11-08 13:00
2024-11-08 14:00
2024-11-08 15:00
2024-11-08 16:00
2024-11-08 17:00
2024-11-08 18:00
2024-11-08 19:00
2024-11-08 20:00
2024-11-08 21:00
2024-11-08 22:00
2024-11-08 23:00
2024-11-09
2024-11-09 01:00
2024-11-09 02:00
2024-11-09 03:00
2024-11-09 04:00
2024-11-09 05:00
2024-11-09 06:00
2024-11-09 07:00
2024-11-09 08:00
2024-11-09 09:00
2024-11-09 10:00
2024-11-09 11:00
2024-11-09 12:00
2024-11-09 13:00
2024-11-09 14:00
2024-11-09 15:00
2024-11-09 16:00
2024-11-09 17:00
2024-11-09 18:00
2024-11-09 19:00
2024-11-09 20:00
2024-11-09 21:00
2024-11-09 22:00
2024-11-09 23:00
2024-11-10
2024-11-10 01:00
2024-11-10 02:00
2024-11-10 03:00
2024-11-10 04:00
2024-11-10 05:00
2024-11-10 06:00
2024-11-10 07:00
2024-11-10 08:00
2024-11-10 09:00
2024-11-10 10:00
2024-11-10 11:00
2024-11-10 12:00
2024-11-10 13:00
2024-11-10 14:00
2024-11-10 15:00
2024-11-10 16:00
2024-11-10 17:00
2024-11-10 18:00
2024-11-10 19:00
2024-11-10 20:00
2024-11-10 21:00
2024-11-10 22:00
2024-11-10 23:00
2024-11-11
2024-11-11 01:00
2024-11-11 02:00
2024-11-11 03:00
2024-11-11 04:00
2024-11-11 05:00
2024-11-11 06:00
2024-11-11 07:00
2024-11-11 08:00
2024-11-11 09:00
2024-11-11 10:00
2024-11-11 11:00
2024-11-11 12:00
2024-11-11 13:00
2024-11-11 14:00
2024-11-11 15:00
2024-11-11 16:00
2024-11-11 17:00
2024-11-11 18:00
2024-11-11 19:00
2024-11-11 20:00
2024-11-11 21:00
2024-11-11 22:00
2024-11-11 23:00
2024-11-12
2024-11-12 01:00
2024-11-12 02:00
2024-11-12 03:00
2024-11-12 04:00
2024-11-12 05:00
2024-11-12 06:00
2024-11-12 07:00
2024-11-12 08:00
2024-11-12 09:00
2024-11-12 10:00
2024-11-12 11:00
2024-11-12 12:00
2024-11-12 13:00
2024-11-12 14:00
2024-11-12 15:00
2024-11-12 16:00
2024-11-12 17:00
2024-11-12 18:00
2024-11-12 19:00
2024-11-12 20:00
2024-11-12 21:00
2024-11-12 22:00
2024-11-12 23:00
2024-11-13
2024-11-13 01:00
2024-11-13 02:00
2024-11-13 03:00
2024-11-13 04:00
2024-11-13 05:00
2024-11-13 06:00
2024-11-13 07:00
2024-11-13 08:00
2024-11-13 09:00
2024-11-13 10:00
2024-11-13 11:00
2024-11-13 12:00
2024-11-13 13:00
2024-11-13 14:00
2024-11-13 15:00
2024-11-13 16:00
2024-11-13 17:00
2024-11-13 18:00
2024-11-13 19:00
2024-11-13 20:00
2024-11-13 21:00
2024-11-13 22:00
2024-11-13 23:00
2024-11-14
2024-11-14 01:00
2024-11-14 02:00
2024-11-14 03:00
2024-11-14 04:00
2024-11-14 05:00
2024-11-14 06:00
2024-11-14 07:00
2024-11-14 08:00
2024-11-14 09:00
2024-11-14 10:00
2024-11-14 11:00
2024-11-14 12:00
2024-11-14 13:00
2024-11-14 14:00
2024-11-14 15:00
2024-11-14 16:00
2024-11-14 17:00
2024-11-14 18:00
2024-11-14 19:00
2024-11-14 20:00
2024-11-14 21:00
2024-11-14 22:00
2024-11-14 23:00
2024-11-15
2024-11-15 01:00
2024-11-15 02:00
2024-11-15 03:00
2024-11-15 04:00
2024-11-15 05:00
2024-11-15 06:00
2024-11-15 07:00
2024-11-15 08:00
2024-11-15 09:00
2024-11-15 10:00
2024-11-15 11:00
2024-11-15 12:00
2024-11-15 13:00
2024-11-15 14:00
2024-11-15 15:00
2024-11-15 16:00
2024-11-15 17:00
2024-11-15 18:00
2024-11-15 19:00
2024-11-15 20:00
2024-11-15 21:00
2024-11-15 22:00
2024-11-15 23:00
2024-11-16
2024-11-16 01:00
2024-11-16 02:00
2024-11-16 03:00
2024-11-16 04:00
2024-11-16 05:00
2024-11-16 06:00
2024-11-16 07:00
2024-11-16 08:00
2024-11-16 09:00
2024-11-16 10:00
2024-11-16 11:00
2024-11-16 12:00
2024-11-16 13:00
2024-11-16 14:00
2024-11-16 15:00
2024-11-16 16:00
2024-11-16 17:00
2024-11-16 18:00
2024-11-16 19:00
2024-11-16 20:00
2024-11-16 21:00
2024-11-16 22:00
2024-11-16 23:00
2024-11-17
2024-11-17 01:00
2024-11-17 02:00
2024-11-17 03:00
2024-11-17 04:00
2024-11-17 05:00
2024-11-17 06:00
2024-11-17 07:00
2024-11-17 08:00
2024-11-17 09:00
2024-11-17 10:00
2024-11-17 11:00
2024-11-17 12:00
2024-11-17 13:00
2024-11-17 14:00
2024-11-17 15:00
2024-11-17 16:00
2024-11-17 17:00
2024-11-17 18:00
2024-11-17 19:00
2024-11-17 20:00
2024-11-17 21:00
2024-11-17 22:00
2024-11-17 23:00
2024-11-18
2024-11-18 01:00
2024-11-18 02:00
2024-11-18 03:00
2024-11-18 04:00
2024-11-18 05:00
2024-11-18 06:00
2024-11-18 07:00
2024-11-18 08:00
2024-11-18 09:00
2024-11-18 10:00
2024-11-18 11:00
2024-11-18 12:00
2024-11-18 13:00
2024-11-18 14:00
2024-11-18 15:00
2024-11-18 16:00
2024-11-18 17:00
2024-11-18 18:00
2024-11-18 19:00
2024-11-18 20:00
2024-11-18 21:00
2024-11-18 22:00
2024-11-18 23:00
2024-11-19
2024-11-19 01:00
2024-11-19 02:00
2024-11-19 03:00
2024-11-19 04:00
2024-11-19 05:00
2024-11-19 06:00
2024-11-19 07:00
2024-11-19 08:00
2024-11-19 09:00
2024-11-19 10:00
2024-11-19 11:00
2024-11-19 12:00
2024-11-19 13:00
2024-11-19 14:00
2024-11-19 15:00
2024-11-19 16:00
2024-11-19 17:00
2024-11-19 18:00
2024-11-19 19:00
2024-11-19 20:00
2024-11-19 21:00
2024-11-19 22:00
2024-11-19 23:00
2024-11-20
2024-11-20 01:00
2024-11-20 02:00
2024-11-20 03:00
2024-11-20 04:00
2024-11-20 05:00
2024-11-20 06:00
2024-11-20 07:00
2024-11-20 08:00
2024-11-20 09:00
2024-11-20 10:00
2024-11-20 11:00
2024-11-20 12:00
2024-11-20 13:00
2024-11-20 14:00
2024-11-20 15:00
2024-11-20 16:00
2024-11-20 17:00
2024-11-20 18:00
2024-11-20 19:00
2024-11-20 20:00
2024-11-20 21:00
2024-11-20 22:00
2024-11-20 23:00
2024-11-21
2024-11-21 01:00
2024-11-21 02:00
2024-11-21 03:00
2024-11-21 04:00
2024-11-21 05:00
2024-11-21 06:00
2024-11-21 07:00
2024-11-21 08:00
2024-11-21 09:00
2024-11-21 10:00
2024-11-21 11:00
2024-11-21 12:00
2024-11-21 13:00
2024-11-21 14:00
2024-11-21 15:00
2024-11-21 16:00
2024-11-21 17:00
2024-11-21 18:00
2024-11-21 19:00
2024-11-21 20:00
2024-11-21 21:00
2024-11-21 22:00
2024-11-21 23:00
2024-11-22
2024-11-22 01:00
2024-11-22 02:00
2024-11-22 03:00
2024-11-22 04:00
2024-11-22 05:00
2024-11-22 06:00
2024-11-22 07:00
2024-11-22 08:00
2024-11-22 09:00
2024-11-22 10:00
2024-11-22 11:00
2024-11-22 12:00
2024-11-22 13:00
2024-11-22 14:00
2024-11-22 15:00
2024-11-22 16:00
2024-11-22 17:00
2024-11-22 18:00
2024-11-22 19:00
2024-11-22 20:00
2024-11-22 21:00
2024-11-22 22:00
2024-11-22 23:00
2024-11-23
2024-11-23 01:00
2024-11-23 02:00
2024-11-23 03:00
2024-11-23 04:00
2024-11-23 05:00
2024-11-23 06:00
2024-11-23 07:00
2024-11-23 08:00
2024-11-23 09:00
2024-11-23 10:00
2024-11-23 11:00
2024-11-23 12:00
2024-11-23 13:00
2024-11-23 14:00
2024-11-23 15:00
2024-11-23 16:00
2024-11-23 17:00
2024-11-23 18:00
2024-11-23 19:00
2024-11-23 20:00
2024-11-23 21:00
2024-11-23 22:00
2024-11-23 23:00
2024-11-24
2024-11-24 01:00
2024-11-24 02:00
2024-11-24 03:00
2024-11-24 04:00
2024-11-24 05:00
2024-11-24 06:00
2024-11-24 07:00
2024-11-24 08:00
2024-11-24 09:00
2024-11-24 10:00
2024-11-24 11:00
2024-11-24 12:00
2024-11-24 13:00
2024-11-24 14:00
2024-11-24 15:00
2024-11-24 16:00
2024-11-24 17:00
2024-11-24 18:00
2024-11-24 19:00
2024-11-24 20:00
2024-11-24 21:00
2024-11-24 22:00
2024-11-24 23:00
2024-11-25
2024-11-25 01:00
2024-11-25 02:00
2024-11-25 03:00
2024-11-25 04:00
2024-11-25 05:00
2024-11-25 06:00
2024-11-25 07:00
2024-11-25 08:00
2024-11-25 09:00
2024-11-25 10:00
2024-11-25 11:00
2024-11-25 12:00
2024-11-25 13:00
2024-11-25 14:00
2024-11-25 15:00
2024-11-25 16:00
2024-11-25 17:00
2024-11-25 18:00
2024-11-25 19:00
2024-11-25 20:00
2024-11-25 21:00
2024-11-25 22:00
2024-11-25 23:00
2024-11-26
2024-11-26 01:00
2024-11-26 02:00
2024-11-26 03:00
2024-11-26 04:00
2024-11-26 05:00
2024-11-26 06:00
2024-11-26 07:00
2024-11-26 08:00
2024-11-26 09:00
2024-11-26 10:00
2024-11-26 11:00
2024-11-26 12:00
2024-11-26 13:00
2024-11-26 14:00
2024-11-26 15:00
2024-11-26 16:00
2024-11-26 17:00
2024-11-26 18:00
2024-11-26 19:00
2024-11-26 20:00
2024-11-26 21:00
2024-11-26 22:00
2024-11-26 23:00
2024-11-27
2024-11-27 01:00
2024-11-27 02:00
2024-11-27 03:00
2024-11-27 04:00
2024-11-27 05:00
2024-11-27 06:00
2024-11-27 07:00
2024-11-27 08:00
2024-11-27 09:00
2024-11-27 10:00
2024-11-27 11:00
2024-11-27 12:00
2024-11-27 13:00
2024-11-27 14:00
2024-11-27 15:00
2024-11-27 16:00
2024-11-27 17:00
2024-11-27 18:00
2024-11-27 19:00
2024-11-27 20:00
2024-11-27 21:00
2024-11-27 22:00
2024-11-27 23:00
2024-11-28
2024-11-28 01:00
2024-11-28 02:00
2024-11-28 03:00
2024-11-28 04:00
2024-11-28 05:00
2024-11-28 06:00
2024-11-28 07:00
2024-11-28 08:00
2024-11-28 09:00
2024-11-28 10:00
2024-11-28 11:00
2024-11-28 12:00
2024-11-28 13:00
2024-11-28 14:00
2024-11-28 15:00
2024-11-28 16:00
2024-11-28 17:00
2024-11-28 18:00
2024-11-28 19:00
2024-11-28 20:00
2024-11-28 21:00
2024-11-28 22:00
2024-11-28 23:00
2024-11-29
2024-11-29 01:00
2024-11-29 02:00
2024-11-29 03:00
2024-11-29 04:00
2024-11-29 05:00
2024-11-29 06:00
2024-11-29 07:00
2024-11-29 08:00
2024-11-29 09:00
2024-11-29 10:00
2024-11-29 11:00
2024-11-29 12:00
2024-11-29 13:00
2024-11-29 14:00
2024-11-29 15:00
2024-11-29 16:00
2024-11-29 17:00
2024-11-29 18:00
2024-11-29 19:00
2024-11-29 20:00
2024-11-29 21:00
2024-11-29 22:00
2024-11-29 23:00
2024-11-30
2024-11-30 01:00
2024-11-30 02:00
2024-11-30 03:00
2024-11-30 04:00
2024-11-30 05:00
2024-11-30 06:00
2024-11-30 07:00
2024-11-30 08:00
2024-11-30 09:00
2024-11-30 10:00
2024-11-30 11:00
2024-11-30 12:00
2024-11-30 13:00
2024-11-30 14:00
2024-11-30 15:00
2024-11-30 16:00
2024-11-30 17:00
2024-11-30 18:00
2024-11-30 19:00
2024-11-30 20:00
2024-11-30 21:00
2024-11-30 22:00
2024-11-30 23:00
2024-12-01
2024-12-01 01:00
2024-12-01 02:00
2024-12-01 03:00
2024-12-01 04:00
2024-12-01 05:00
2024-12-01 06:00
2024-12-01 07:00
2024-12-01 08:00
2024-12-01 09:00
2024-12-01 10:00
2024-12-01 11:00
2024-12-01 12:00
2024-12-01 13:00
2024-12-01 14:00
2024-12-01 15:00
2024-12-01 16:00
2024-12-01 17:00
2024-12-01 18:00
2024-12-01 19:00
2024-12-01 20:00
2024-12-01 21:00
2024-12-01 22:00
2024-12-01 23:00
2024-12-02
2024-12-02 01:00
2024-12-02 02:00
2024-12-02 03:00
2024-12-02 04:00
2024-12-02 05:00
2024-12-02 06:00
2024-12-02 07:00
2024-12-02 08:00
2024-12-02 09:00
2024-12-02 10:00
2024-12-02 11:00
2024-12-02 12:00
2024-12-02 13:00
2024-12-02 14:00
2024-12-02 15:00
2024-12-02 16:00
2024-12-02 17:00
2024-12-02 18:00
2024-12-02 19:00
2024-12-02 20:00
2024-12-02 21:00
2024-12-02 22:00
2024-12-02 23:00
2024-12-03
2024-12-03 01:00
2024-12-03 02:00
2024-12-03 03:00
2024-12-03 04:00
2024-12-03 05:00
2024-12-03 06:00
2024-12-03 07:00
2024-12-03 08:00
2024-12-03 09:00
2024-12-03 10:00
2024-12-03 11:00
2024-12-03 12:00
2024-12-03 13:00
2024-12-03 14:00
2024-12-03 15:00
2024-12-03 16:00
2024-12-03 17:00
2024-12-03 18:00
2024-12-03 19:00
2024-12-03 20:00
2024-12-03 21:00
2024-12-03 22:00
2024-12-03 23:00
2024-12-04
2024-12-04 01:00
2024-12-04 02:00
2024-12-04 03:00
2024-12-04 04:00
2024-12-04 05:00
2024-12-04 06:00
2024-12-04 07:00
2024-12-04 08:00
2024-12-04 09:00
2024-12-04 10:00
2024-12-04 11:00
2024-12-04 12:00
2024-12-04 13:00
2024-12-04 14:00
2024-12-04 15:00
2024-12-04 16:00
2024-12-04 17:00
2024-12-04 18:00
2024-12-04 19:00
2024-12-04 20:00
2024-12-04 21:00
2024-12-04 22:00
2024-12-04 23:00
2024-12-05
2024-12-05 01:00
2024-12-05 02:00
2024-12-05 03:00
2024-12-05 04:00
2024-12-05 05:00
2024-12-05 06:00
2024-12-05 07:00
2024-12-05 08:00
2024-12-05 09:00
2024-12-05 10:00
2024-12-05 11:00
2024-12-05 12:00
2024-12-05 13:00
2024-12-05 14:00
2024-12-05 15:00
2024-12-05 16:00
2024-12-05 17:00
2024-12-05 18:00
2024-12-05 19:00
2024-12-05 20:00
2024-12-05 21:00
2024-12-05 22:00
2024-12-05 23:00
2024-12-06
2024-12-06 01:00
2024-12-06 02:00
2024-12-06 03:00
2024-12-06 04:00
2024-12-06 05:00
2024-12-06 06:00
2024-12-06 07:00
2024-12-06 08:00
2024-12-06 09:00
2024-12-06 10:00
2024-12-06 11:00
2024-12-06 12:00
2024-12-06 13:00
2024-12-06 14:00
2024-12-06 15:00
2024-12-06 16:00
2024-12-06 17:00
2024-12-06 18:00
2024-12-06 19:00
2024-12-06 20:00
2024-12-06 21:00
2024-12-06 22:00
2024-12-06 23:00
2024-12-07
2024-12-07 01:00
2024-12-07 02:00
2024-12-07 03:00
2024-12-07 04:00
2024-12-07 05:00
2024-12-07 06:00
2024-12-07 07:00
2024-12-07 08:00
2024-12-07 09:00
2024-12-07 10:00
2024-12-07 11:00
2024-12-07 12:00
2024-12-07 13:00
2024-12-07 14:00
2024-12-07 15:00
2024-12-07 16:00
2024-12-07 17:00
2024-12-07 18:00
2024-12-07 19:00
2024-12-07 20:00
2024-12-07 21:00
2024-12-07 22:00
2024-12-07 23:00
2024-12-08
2024-12-08 01:00
2024-12-08 02:00
2024-12-08 03:00
2024-12-08 04:00
2024-12-08 05:00
2024-12-08 06:00
2024-12-08 07:00
2024-12-08 08:00
2024-12-08 09:00
2024-12-08 10:00
2024-12-08 11:00
2024-12-08 12:00
2024-12-08 13:00
2024-12-08 14:00
2024-12-08 15:00
2024-12-08 16:00
2024-12-08 17:00
2024-12-08 18:00
2024-12-08 19:00
2024-12-08 20:00
2024-12-08 21:00
2024-12-08 22:00
2024-12-08 23:00
2024-12-09
2024-12-09 01:00
2024-12-09 02:00
2024-12-09 03:00
2024-12-09 04:00
2024-12-09 05:00
2024-12-09 06:00
2024-12-09 07:00
2024-12-09 08:00
2024-12-09 09:00
2024-12-09 10:00
2024-12-09 11:00
2024-12-09 12:00
2024-12-09 13:00
2024-12-09 14:00
2024-12-09 15:00
2024-12-09 16:00
2024-12-09 17:00
2024-12-09 18:00
2024-12-09 19:00
2024-12-09 20:00
2024-12-09 21:00
2024-12-09 22:00
2024-12-09 23:00
2024-12-10
2024-12-10 01:00
2024-12-10 02:00
2024-12-10 03:00
2024-12-10 04:00
2024-12-10 05:00
2024-12-10 06:00
2024-12-10 07:00
2024-12-10 08:00
2024-12-10 09:00
2024-12-10 10:00
2024-12-10 11:00
2024-12-10 12:00
2024-12-10 13:00
2024-12-10 14:00
2024-12-10 15:00
2024-12-10 16:00
2024-12-10 17:00
2024-12-10 18:00
2024-12-10 19:00
2024-12-10 20:00
2024-12-10 21:00
2024-12-10 22:00
2024-12-10 23:00
2024-12-11
2024-12-11 01:00
2024-12-11 02:00
2024-12-11 03:00
2024-12-11 04:00
2024-12-11 05:00
2024-12-11 06:00
2024-12-11 07:00
2024-12-11 08:00
2024-12-11 09:00
2024-12-11 10:00
2024-12-11 11:00
2024-12-11 12:00
2024-12-11 13:00
2024-12-11 14:00
2024-12-11 15:00
2024-12-11 16:00
2024-12-11 17:00
2024-12-11 18:00
2024-12-11 19:00
2024-12-11 20:00
2024-12-11 21:00
2024-12-11 22:00
2024-12-11 23:00
2024-12-12
2024-12-12 01:00
2024-12-12 02:00
2024-12-12 03:00
2024-12-12 04:00
2024-12-12 05:00
2024-12-12 06:00
2024-12-12 07:00
2024-12-12 08:00
2024-12-12 09:00
2024-12-12 10:00
2024-12-12 11:00
2024-12-12 12:00
2024-12-12 13:00
2024-12-12 14:00
2024-12-12 15:00
2024-12-12 16:00
2024-12-12 17:00
2024-12-12 18:00
2024-12-12 19:00
2024-12-12 20:00
2024-12-12 21:00
2024-12-12 22:00
2024-12-12 23:00
2024-12-13
2024-12-13 01:00
2024-12-13 02:00
2024-12-13 03:00
2024-12-13 04:00
2024-12-13 05:00
2024-12-13 06:00
2024-12-13 07:00
2024-12-13 08:00
2024-12-13 09:00
2024-12-13 10:00
2024-12-13 11:00
2024-12-13 12:00
2024-12-13 13:00
2024-12-13 14:00
2024-12-13 15:00
2024-12-13 16:00
2024-12-13 17:00
2024-12-13 18:00
2024-12-13 19:00
2024-12-13 20:00
2024-12-13 21:00
2024-12-13 22:00
2024-12-13 23:00
2024-12-14
2024-12-14 01:00
2024-12-14 02:00
2024-12-14 03:00
2024-12-14 04:00
2024-12-14 05:00
2024-12-14 06:00
2024-12-14 07:00
2024-12-14 08:00
2024-12-14 09:00
2024-12-14 10:00
2024-12-14 11:00
2024-12-14 12:00
2024-12-14 13:00
2024-12-14 14:00
2024-12-14 15:00
2024-12-14 16:00
2024-12-14 17:00
2024-12-14 18:00
2024-12-14 19:00
2024-12-14 20:00
2024-12-14 21:00
2024-12-14 22:00
2024-12-14 23:00
2024-12-15
2024-12-15 01:00
2024-12-15 02:00
2024-12-15 03:00
2024-12-15 04:00
2024-12-15 05:00
2024-12-15 06:00
2024-12-15 07:00
2024-12-15 08:00
2024-12-15 09:00
2024-12-15 10:00
2024-12-15 11:00
2024-12-15 12:00
2024-12-15 13:00
2024-12-15 14:00
2024-12-15 15:00
2024-12-15 16:00
2024-12-15 17:00
2024-12-15 18:00
2024-12-15 19:00
2024-12-15 20:00
2024-12-15 21:00
2024-12-15 22:00
2024-12-15 23:00
2024-12-16
2024-12-16 01:00
2024-12-16 02:00
2024-12-16 03:00
2024-12-16 04:00
2024-12-16 05:00
2024-12-16 06:00
2024-12-16 07:00
2024-12-16 08:00
2024-12-16 09:00
2024-12-16 10:00
2024-12-16 11:00
2024-12-16 12:00
2024-12-16 13:00
2024-12-16 14:00
2024-12-16 15:00
2024-12-16 16:00
2024-12-16 17:00
2024-12-16 18:00
2024-12-16 19:00
2024-12-16 20:00
2024-12-16 21:00
2024-12-16 22:00
2024-12-16 23:00
2024-12-17
2024-12-17 01:00
2024-12-17 02:00
2024-12-17 03:00
2024-12-17 04:00
2024-12-17 05:00
2024-12-17 06:00
2024-12-17 07:00
2024-12-17 08:00
2024-12-17 09:00
2024-12-17 10:00
2024-12-17 11:00
2024-12-17 12:00
2024-12-17 13:00
2024-12-17 14:00
2024-12-17 15:00
2024-12-17 16:00
2024-12-17 17:00
2024-12-17 18:00
2024-12-17 19:00
2024-12-17 20:00
2024-12-17 21:00
2024-12-17 22:00
2024-12-17 23:00
2024-12-18
2024-12-18 01:00
2024-12-18 02:00
2024-12-18 03:00
2024-12-18 04:00
2024-12-18 05:00
2024-12-18 06:00
2024-12-18 07:00
2024-12-18 08:00
2024-12-18 09:00
2024-12-18 10:00
2024-12-18 11:00
2024-12-18 12:00
2024-12-18 13:00
2024-12-18 14:00
2024-12-18 15:00
2024-12-18 16:00
2024-12-18 17:00
2024-12-18 18:00
2024-12-18 19:00
2024-12-18 20:00
2024-12-18 21:00
2024-12-18 22:00
2024-12-18 23:00
2024-12-19
2024-12-19 01:00
2024-12-19 02:00
2024-12-19 03:00
2024-12-19 04:00
2024-12-19 05:00
2024-12-19 06:00
2024-12-19 07:00
2024-12-19 08:00
2024-12-19 09:00
2024-12-19 10:00
2024-12-19 11:00
2024-12-19 12:00
2024-12-19 13:00
2024-12-19 14:00
2024-12-19 15:00
2024-12-19 16:00
2024-12-19 17:00
2024-12-19 18:00
2024-12-19 19:00
2024-12-19 20:00
2024-12-19 21:00
2024-12-19 22:00
2024-12-19 23:00
2024-12-20
2024-12-20 01:00
2024-12-20 02:00
2024-12-20 03:00
2024-12-20 04:00
2024-12-20 05:00
2024-12-20 06:00
2024-12-20 07:00
2024-12-20 08:00
2024-12-20 09:00
2024-12-20 10:00
2024-12-20 11:00
2024-12-20 12:00
2024-12-20 13:00
2024-12-20 14:00
2024-12-20 15:00
2024-12-20 16:00
2024-12-20 17:00
2024-12-20 18:00
2024-12-20 19:00
2024-12-20 20:00
2024-12-20 21:00
2024-12-20 22:00
2024-12-20 23:00
2024-12-21
2024-12-21 01:00
2024-12-21 02:00
2024-12-21 03:00
2024-12-21 04:00
2024-12-21 05:00
2024-12-21 06:00
2024-12-21 07:00
2024-12-21 08:00
2024-12-21 09:00
2024-12-21 10:00
2024-12-21 11:00
2024-12-21 12:00
2024-12-21 13:00
2024-12-21 14:00
2024-12-21 15:00
2024-12-21 16:00
2024-12-21 17:00
2024-12-21 18:00
2024-12-21 19:00
2024-12-21 20:00
2024-12-21 21:00
2024-12-21 22:00
2024-12-21 23:00
2024-12-22
2024-12-22 01:00
2024-12-22 02:00
2024-12-22 03:00
2024-12-22 04:00
2024-12-22 05:00
2024-12-22 06:00
2024-12-22 07:00
2024-12-22 08:00
2024-12-22 09:00
2024-12-22 10:00
2024-12-22 11:00
2024-12-22 12:00
2024-12-22 13:00
2024-12-22 14:00
2024-12-22 15:00
2024-12-22 16:00
2024-12-22 17:00
2024-12-22 18:00
2024-12-22 19:00
2024-12-22 20:00
2024-12-22 21:00
2024-12-22 22:00
2024-12-22 23:00
2024-12-23
2024-12-23 01:00
2024-12-23 02:00
2024-12-23 03:00
2024-12-23 04:00
2024-12-23 05:00
2024-12-23 06:00
2024-12-23 07:00
2024-12-23 08:00
2024-12-23 09:00
2024-12-23 10:00
2024-12-23 11:00
2024-12-23 12:00
2024-12-23 13:00
2024-12-23 14:00
2024-12-23 15:00
2024-12-23 16:00
2024-12-23 17:00
2024-12-23 18:00
2024-12-23 19:00
2024-12-23 20:00
2024-12-23 21:00
2024-12-23 22:00
2024-12-23 23:00
2024-12-24
2024-12-24 01:00
2024-12-24 02:00
2024-12-24 03:00
2024-12-24 04:00
2024-12-24 05:00
2024-12-24 06:00
2024-12-24 07:00
2024-12-24 08:00
2024-12-24 09:00
2024-12-24 10:00
2024-12-24 11:00
2024-12-24 12:00
2024-12-24 13:00
2024-12-24 14:00
2024-12-24 15:00
2024-12-24 16:00
2024-12-24 17:00
2024-12-24 18:00
2024-12-24 19:00
2024-12-24 20:00
2024-12-24 21:00
2024-12-24 22:00
2024-12-24 23:00
2024-12-25
2024-12-25 01:00
2024-12-25 02:00
2024-12-25 03:00
2024-12-25 04:00
2024-12-25 05:00
2024-12-25 06:00
2024-12-25 07:00
2024-12-25 08:00
2024-12-25 09:00
2024-12-25 10:00
2024-12-25 11:00
2024-12-25 12:00
2024-12-25 13:00
2024-12-25 14:00
2024-12-25 15:00
2024-12-25 16:00
2024-12-25 17:00
2024-12-25 18:00
2024-12-25 19:00
2024-12-25 20:00
2024-12-25 21:00
2024-12-25 22:00
2024-12-25 23:00
2024-12-26
2024-12-26 01:00
2024-12-26 02:00
2024-12-26 03:00
2024-12-26 04:00
2024-12-26 05:00
2024-12-26 06:00
2024-12-26 07:00
2024-12-26 08:00
2024-12-26 09:00
2024-12-26 10:00
2024-12-26 11:00
2024-12-26 12:00
2024-12-26 13:00
2024-12-26 14:00
2024-12-26 15:00
2024-12-26 16:00
2024-12-26 17:00
2024-12-26 18:00
2024-12-26 19:00
2024-12-26 20:00
2024-12-26 21:00
2024-12-26 22:00
2024-12-26 23:00
2024-12-27
2024-12-27 01:00
2024-12-27 02:00
2024-12-27 03:00
2024-12-27 04:00
2024-12-27 05:00
2024-12-27 06:00
2024-12-27 07:00
2024-12-27 08:00
2024-12-27 09:00
2024-12-27 10:00
2024-12-27 11:00
2024-12-27 12:00
2024-12-27 13:00
2024-12-27 14:00
2024-12-27 15:00
2024-12-27 16:00
2024-12-27 17:00
2024-12-27 18:00
2024-12-27 19:00
2024-12-27 20:00
2024-12-27 21:00
2024-12-27 22:00
2024-12-27 23:00
2024-12-28
2024-12-28 01:00
2024-12-28 02:00
2024-12-28 03:00
2024-12-28 04:00
2024-12-28 05:00
2024-12-28 06:00
2024-12-28 07:00
2024-12-28 08:00
2024-12-28 09:00
2024-12-28 10:00
2024-12-28 11:00
2024-12-28 12:00
2024-12-28 13:00
2024-12-28 14:00
2024-12-28 15:00
2024-12-28 16:00
2024-12-28 17:00
2024-12-28 18:00
2024-12-28 19:00
2024-12-28 20:00
2024-12-28 21:00
2024-12-28 22:00
2024-12-28 23:00
2024-12-29
2024-12-29 01:00
2024-12-29 02:00
2024-12-29 03:00
2024-12-29 04:00
2024-12-29 05:00
2024-12-29 06:00
2024-12-29 07:00
2024-12-29 08:00
2024-12-29 09:00
2024-12-29 10:00
2024-12-29 11:00
2024-12-29 12:00
2024-12-29 13:00
2024-12-29 14:00
2024-12-29 15:00
2024-12-29 16:00
2024-12-29 17:00
2024-12-29 18:00
2024-12-29 19:00
2024-12-29 20:00
2024-12-29 21:00
2024-12-29 22:00
2024-12-29 23:00
2024-12-30
2024-12-30 01:00
2024-12-30 02:00
2024-12-30 03:00
2024-12-30 04:00
2024-12-30 05:00
2024-12-30 06:00
2024-12-30 07:00
2024-12-30 08:00
2024-12-30 09:00
2024-12-30 10:00
2024-12-30 11:00
2024-12-30 12:00
2024-12-30 13:00
2024-12-30 14:00
2024-12-30 15:00
2024-12-30 16:00
2024-12-30 17:00
2024-12-30 18:00
2024-12-30 19:00
2024-12-30 20:00
2024-12-30 21:00
2024-12-30 22:00
2024-12-30 23:00

## networks
name | snapshots | snapshot_weightings | investment_periods | investment_period_weightings | now | srid | crs

## shapes
name | geometry | component | idx | type

## shunt_impedances
name | bus | g | b | sign

## sub_networks
attribute | type | unit | default | description | status

## transformers
name | bus0 | bus1 | type | model | x | r | g | b | s_nom | s_nom_mod | s_nom_extendable | s_nom_min | s_nom_max | s_max_pu | capital_cost | num_parallel | tap_ratio | tap_side | tap_position | phase_shift | build_year | lifetime | v_ang_min | v_ang_max

## transformer_types
name

## lines
name | bus0 | bus1 | type | x | r | g | b | s_nom | s_nom_mod | s_nom_extendable | s_nom_min | s_nom_max | s_max_pu | capital_cost | build_year | lifetime | length | carrier | terrain_factor | num_parallel | v_ang_min | v_ang_max

## global_constraints
name

## line_types
name

## var-links
attribute | type | unit | default | description | status
name | string |  |  | Unique name | Input (required)
bus0 | string |  |  | Name of first bus to which link is attached. | Input (required)
bus1 | string |  |  | Name of other bus to which link is attached. | Input (required)
type | string |  |  | Placeholder for link type. Not yet implemented. | Input (optional)
carrier | string |  |  | Energy carrier transported by the link: can be "DC" for electrical HVDC links, or "heat" or "gas" etc. | Input (optional)
efficiency | static or series | per unit | 1 | Efficiency of power transfer from bus0 to bus1. (Can be time-dependent to represent temperature-dependent Coefficient of Performance of a heat pump from an electric to a heat bus.) | Input (optional)
build_year | int | year | 0 | build year | Input (optional)
lifetime | float | years | inf | lifetime | Input (optional)
p_nom | float | MW | 0 | Limit of active power which can pass through link. | Input (optional)
p_nom_mod | float | MW | 0 | Limit of active power of the link module. | Input (optional)
p_nom_extendable | boolean |  | False | Switch to allow capacity p_nom to be extended. | Input (optional)
p_nom_min | float | MW | 0 | If p_nom is extendable, set its minimum value. | Input (optional)
p_nom_max | float | MW | inf | If p_nom is extendable, set its maximum value (e.g. limited by potential). | Input (optional)
p_set | static or series | MW | 0 | The dispatch set point for p0 of the link in PF. | Input (optional)
p_min_pu | static or series | per unit of p_nom | 0. | Minimal dispatch (can also be negative) per unit of p_nom for the link. | Input (optional)
p_max_pu | static or series | per unit of p_nom | 1. | Maximal dispatch (can also be negative) per unit of p_nom for the link. | Input (optional)
capital_cost | float | currency/MW | 0 | Fixed period costs of extending p_nom by 1 MW, including periodized investment costs and periodic fixed O&M costs (e.g. annuitized investment costs). | Input (optional)
marginal_cost | static or series | currency/MWh | 0. | Marginal cost of transfering 1 MWh (before efficiency losses) from bus0 to bus1. NB: marginal cost only makes sense if p_max_pu >= 0. | Input (optional)
marginal_cost_quadratic | static or series | currency/MWh | 0. | Quadratic marginal cost for transferring 1 MWh (before efficiency losses) from bus0 to bus1. | Input (optional)
stand_by_cost | static or series | currency/h | 0. | Stand-by cost for operating the link at null power flow. | Input (optional)
length | float | km | 0 | Length of line, useful for calculating the capital cost. | Input (optional)
terrain_factor | float | per unit | 1 | Terrain factor for increasing capital cost. | Input (optional)
committable | boolean |  | False | Use unit commitment (only possible if p_nom is not extendable). | Input (optional)
start_up_cost | float | currency | 0 | Cost to start up the link. Only read if committable is True. | Input (optional)
shut_down_cost | float | currency | 0 | Cost to shut down the link. Only read if committable is True. | Input (optional)
min_up_time | int | snapshots | 0 | Minimum number of snapshots for status to be 1. Only read if committable is True. | Input (optional)
min_down_time | int | snapshots | 0 | Minimum number of snapshots for status to be 0. Only read if committable is True. | Input (optional)
up_time_before | int | snapshots | 1 | Number of snapshots that the link was online before network.snapshots start. Only read if committable is True and min_up_time is non-zero. | Input (optional)
down_time_before | int | snapshots | 0 | Number of snapshots that the link was offline before network.snapshots start. Only read if committable is True and min_down_time is non-zero. | Input (optional)
ramp_limit_up | static or series | per unit |  | Maximum increase from one snapshot to the next, per unit of the bus0 unit. Ignored if NaN. | Input (optional)
ramp_limit_down | static or series | per unit |  | Maximum decrease from one snapshot to the next, per unit of the bus0 unit. Ignored if NaN. | Input (optional)
ramp_limit_start_up | float | per unit | 1 | Maximumincrease at start up, per unit of bus0 unit. Only read if committable is True. | Input (optional)
ramp_limit_shut_down | float | per unit | 1 | Maximum decrease at shut down, per unit of bus0 unit. Only read if committable is True. | Input (optional)
bus2 | string |  |  | Name of other bus to which link is attached. | Input (required)
bus3 | string |  |  | Name of other bus to which link is attached. | Input (required)
efficiency2 | static or series | per unit | 1 | Efficiency of power transfer from bus0 to bus1. (Can be time-dependent to represent temperature-dependent Coefficient of Performance of a heat pump from an electric to a heat bus.) | Input (optional)
efficiency3 | static or series | per unit | 1 | Efficiency of power transfer from bus0 to bus1. (Can be time-dependent to represent temperature-dependent Coefficient of Performance of a heat pump from an electric to a heat bus.) | Input (optional)
p0 | series | MW | 0. | Active power at bus0 (positive if branch is withdrawing power from bus0). | Output
p1 | series | MW | 0. | Active power at bus1 (positive if branch is withdrawing power from bus1). | Output
p2 | series | MW | 0. | Active power at bus1 (positive if branch is withdrawing power from bus1). | Output
p3 | series | MW | 0. | Active power at bus1 (positive if branch is withdrawing power from bus1). | Output
p_nom_opt | float | MW | 0 | Optimised capacity for active power. | Output
status | series |  | 1. | Status (1 is on, 0 is off). Only outputted if committable is True. | Output
mu_lower | series | currency/MW | 0. | Shadow price of lower p_nom limit -F \leq f. Always non-negative. | Output
mu_upper | series | currency/MW | 0. | Shadow price of upper p_nom limit f \leq F. Always non-negative. | Output
mu_p_set | series | currency/MWh | 0. | Shadow price of fixed power transmission p_set | Output
mu_ramp_limit_up | series | currency/MWh | 0. | Shadow price of upper ramp up limit | Output
mu_ramp_limit_down | series | currency/MWh | 0. | Shadow price of lower ramp down limit | Output

## var-storage_units
attribute | type | unit | default | description | status
name | string |  |  | Unique name | Input (required)
bus | string |  |  | Name of bus to which storage unit is attached. | Input (required)
control | string |  | PQ | P,Q,V control strategy for PF, must be "PQ", "PV" or "Slack". | Input (optional)
type | string |  |  | Placeholder for storage unit type. Not yet implemented. | Input (optional)
p_nom | float | MW | 0 | Nominal power for limits in OPF. | Input (optional)
p_nom_mod | float | MW | 0 | Nominal power of the storage unit module. | Input (optional)
p_nom_extendable | boolean |  | False | Switch to allow capacity p_nom to be extended in OPF. | Input (optional)
p_nom_min | float | MW | 0 | If p_nom is extendable in OPF, set its minimum value. | Input (optional)
p_nom_max | float | MW | inf | If p_nom is extendable in OPF, set its maximum value (e.g. limited by potential). | Input (optional)
p_min_pu | static or series | per unit | -1 | The minimum output for each snapshot per unit of p_nom for the OPF (negative sign implies storing mode withdrawing power from bus). | Input (optional)
p_max_pu | static or series | per unit | 1 | The maximum output for each snapshot per unit of p_nom for the OPF. | Input (optional)
p_set | static or series | MW | 0 | active power set point (for PF) | Input (optional)
q_set | static or series | MVar | 0 | reactive power set point (for PF) | Input (optional)
sign | float |  | 1 | power sign | Input (optional)
carrier | string |  |  | Prime mover energy carrier (e.g. coal, gas, wind, solar); required for global constraints on primary energy in OPF | Input (optional)
marginal_cost | static or series | currency/MWh | 0 | Marginal cost of production of 1 MWh. | Input (optional)
marginal_cost_quadratic | static or series | currency/MWh | 0 | Quadratic marginal cost of production (discharge) of 1 MWh. | Input (optional)
capital_cost | float | currency/MW | 0 | Fixed period costs of extending p_nom by 1 MW, including periodized investment costs and periodic fixed O&M costs (e.g. annuitized investment costs). | Input (optional)
build_year | int | year | 0 | build year | Input (optional)
lifetime | float | years | inf | lifetime | Input (optional)
state_of_charge_initial | float | MWh | 0 | State of charge before the snapshots in the OPF. | Input (optional)
state_of_charge_initial_per_period | boolean |  | False | Switch: if True, then state of charge at the beginning of an investment period is set to state_of_charge_initial | Input (optional)
state_of_charge_set | static or series | MWh |  | State of charge set points for snapshots in the OPF. | Input (optional)
cyclic_state_of_charge | boolean |  | False | Switch: if True, then state_of_charge_initial is ignored and the initial state of charge is set to the final state of charge for the group of snapshots in the OPF (soc[-1] = soc[len(snapshots)-1]). | Input (optional)
cyclic_state_of_charge_per_period | boolean |  | True | Switch: if True, then the cyclic constraints are applied to each period (first snapshot level if multiindexed) separately. | Input (optional)
max_hours | float | hours | 1 | Maximum state of charge capacity in terms of hours at full output capacity p_nom | Input (optional)
efficiency_store | static or series | per unit | 1 | Efficiency of storage on the way into the storage. | Input (optional)
efficiency_dispatch | static or series | per unit | 1 | Efficiency of storage on the way out of the storage. | Input (optional)
standing_loss | static or series | per unit | 0 | Losses per hour to state of charge. | Input (optional)
inflow | static or series | MW | 0 | Inflow to the state of charge, e.g. due to river inflow in hydro reservoir. | Input (optional)
p | series | MW | 0 | active power at bus (positive if net generation) | Output
p_dispatch | series | MW | 0 | active power dispatch at bus | Output
p_store | series | MW | 0 | active power charging at bus | Output
q | series | MVar | 0 | reactive power (positive if net generation) | Output
state_of_charge | series | MWh |  | State of charge as calculated by the OPF. | Output
spill | series | MW | 0 | Spillage for each snapshot. | Output
p_nom_opt | float | MW | 0 | Optimised nominal power. | Output
mu_upper | series | currency/MWh | 0 | Shadow price of upper p_nom limit | Output
mu_lower | series | currency/MWh | 0 | Shadow price of lower p_nom limit | Output
mu_state_of_charge_set | series | currency/MWh | 0 | Shadow price of fixed state of charge state_of_charge_set | Output
mu_energy_balance | series | currency/MWh | 0 | Shadow price of storage consistency equations | Output

## var-buses
attribute | type | unit | default | description | status
name | string |  |  | Unique name | Input (required)
v_nom | float | kV | 1 | Nominal voltage | Input (optional)
type | string |  |  | Placeholder for bus type. Not yet implemented. | Input (optional)
x | float |  | 0 | Position (e.g. longitude); the Spatial Reference System Identifier (SRID) is set in network.srid. | Input (optional)
y | float |  | 0 | Position (e.g. latitude); the Spatial Reference System Identifier (SRID) is set in network.srid. | Input (optional)
carrier | string |  | AC | Energy carrier: can be "AC" or "DC" for electrical buses, or "heat" or "gas". | Input (optional)
unit | string |  |  | Unit of the bus’ carrier if the implicitly assumed unit ("MW") is inappropriate (e.g. "t/h", "MWh_th/h"). Only descriptive. Does not influence any PyPSA functions. | Input (optional)
v_mag_pu_set | static or series | per unit | 1 | Voltage magnitude set point, per unit of v_nom. | Input (optional)
v_mag_pu_min | float | per unit | 0 | Minimum desired voltage, per unit of v_nom. This is a placeholder attribute and is not currently used by any PyPSA functions. | Input (optional)
v_mag_pu_max | float | per unit | inf | Maximum desired voltage, per unit of v_nom. This is a placeholder attribute and is not currently used by any PyPSA functions. | Input (optional)
control | string |  | PQ | P,Q,V control strategy for PF, must be "PQ", "PV" or "Slack". Note that this attribute is an output inherited from the controls of the generators attached to the bus; setting it directly on the bus will not have any effect. | Output
generator | string |  |  | Name of slack generator attached to slack bus. | Output
sub_network | string |  |  | Name of connected sub-network to which bus belongs. This attribute is set by PyPSA in the function network.determine_network_topology(); do not set it directly by hand. | Output
p | series | MW | 0. | active power at bus (positive if net generation at bus) | Output
q | series | MVar | 0. | reactive power (positive if net generation at bus) | Output
v_mag_pu | series | per unit | 1. | Voltage magnitude, per unit of v_nom | Output
v_ang | series | radians | 0. | Voltage angle | Output
marginal_price | series | currency/MWh | 0. | Locational marginal price from LOPF from power balance constraint | Output

## var-carriers
attribute | type | unit | default | description | status
name | string |  |  | Unique name | Input (required)
co2_emissions | float | tonnes/MWh | 0 | Emissions in CO2-tonnes-equivalent per MWh of primary energy (e.g. methane has 0.2 tonnes_CO2/MWh_thermal). | Input (optional)
color | string |  |  | plotting color | Input (optional)
nice_name | string |  |  | More precise descriptive name | Input (optional)
max_growth | float | MW | inf | maximum new installed capacity per investment period | Input (optional)
max_relative_growth | float | MW | 0 | maximum capacity ratio for new installed capacity per investment period (in addition to max_growth) | Input (optional)

## var-generators
attribute | type | unit | default | description | status
name | string |  |  | Unique name | Input (required)
bus | string |  |  | name of bus to which generator is attached | Input (required)
control | string |  | PQ | P,Q,V control strategy for PF, must be "PQ", "PV" or "Slack". | Input (optional)
type | string |  |  | Placeholder for generator type. Not yet implemented. | Input (optional)
p_nom | float | MW | 0 | Nominal power for limits in optimization. | Input (optional)
p_nom_mod | float | MW | 0 | Nominal power of the generator module. | Input (optional)
p_nom_extendable | boolean |  | False | Switch to allow capacity p_nom to be extended in optimization. | Input (optional)
p_nom_min | float | MW | 0 | If p_nom is extendable in optimization, set its minimum value. | Input (optional)
p_nom_max | float | MW | inf | If p_nom is extendable in optimization, set its maximum value (e.g. limited by technical potential). | Input (optional)
p_min_pu | static or series | per unit | 0. | The minimum output for each snapshot per unit of p_nom for the optimization (e.g. for variable renewable generators this can change due to weather conditions and compulsory feed-in; for conventional generators it represents a minimal dispatch). Note that if comittable is False and p_min_pu > 0, this represents a must-run condition. | Input (optional)
p_max_pu | static or series | per unit | 1 | The maximum output for each snapshot per unit of p_nom for the optimization (e.g. for variable renewable generators this can change due to weather conditions; for conventional generators it represents a maximum dispatch). | Input (optional)
p_set | static or series | MW | 0. | active power set point (for PF) | Input (optional)
q_set | static or series | MVar | 0. | reactive power set point (for PF) | Input (optional)
sign | float |  | 1 | power sign | Input (optional)
carrier | string |  |  | Prime mover energy carrier (e.g. coal, gas, wind, solar); required for global constraints on primary energy in optimization | Input (optional)
marginal_cost | static or series | currency/MWh | 0. | Marginal cost of production of 1 MWh. | Input (optional)
marginal_cost_quadratic | static or series | currency/MWh | 0. | Quadratic marginal cost of production of 1 MWh. | Input (optional)
build_year | int | year | 0 | build year | Input (optional)
lifetime | float | years | inf | lifetime | Input (optional)
capital_cost | float | currency/MW | 0 | Fixed period costs of extending p_nom by 1 MW, including periodized investment costs and periodic fixed O&M costs (e.g. annuitized investment costs). | Input (optional)
efficiency | static or series | per unit | 1 | Ratio between primary energy and electrical energy, e.g. takes value 0.4 MWh_elec/MWh_thermal for gas. This is required for global constraints on primary energy in optimization. | Input (optional)
committable | boolean |  | False | Use unit commitment (only possible if p_nom is not extendable). | Input (optional)
start_up_cost | float | currency | 0 | Cost to start up the generator. Only read if committable is True. | Input (optional)
shut_down_cost | float | currency | 0 | Cost to shut down the generator. Only read if committable is True. | Input (optional)
stand_by_cost | static or series | currency/h | 0. | Stand-by cost for operating the generator at null power output. | Input (optional)
min_up_time | int | snapshots | 0 | Minimum number of snapshots for status to be 1. Only read if committable is True. | Input (optional)
min_down_time | int | snapshots | 0 | Minimum number of snapshots for status to be 0. Only read if committable is True. | Input (optional)
up_time_before | int | snapshots | 1 | Number of snapshots that the generator was online before network.snapshots start. Only read if committable is True and min_up_time is non-zero. | Input (optional)
down_time_before | int | snapshots | 0 | Number of snapshots that the generator was offline before network.snapshots start. Only read if committable is True and min_down_time is non-zero. | Input (optional)
ramp_limit_up | static or series | per unit |  | Maximum active power increase from one snapshot to the next, per unit of the nominal power. Ignored if NaN. | Input (optional)
ramp_limit_down | static or series | per unit |  | Maximum active power decrease from one snapshot to the next, per unit of the nominal power. Ignored if NaN. | Input (optional)
ramp_limit_start_up | float | per unit | 1 | Maximum active power increase at start up, per unit of the nominal power. Only read if committable is True. | Input (optional)
ramp_limit_shut_down | float | per unit | 1 | Maximum active power decrease at shut down, per unit of the nominal power. Only read if committable is True. | Input (optional)
weight | float |  | 1 | Weighting of a generator. Only used for network clustering. | Input (optional)
p | series | MW | 0. | active power at bus (positive if net generation) | Output
q | series | MVar | 0. | reactive power (positive if net generation) | Output
p_nom_opt | float | MW | 0. | Optimised nominal power. | Output
status | series |  | 1 | Status (1 is on, 0 is off). Only outputted if committable is True. | Output
mu_upper | series | currency/MWh | 0. | Shadow price of upper p_nom limit | Output
mu_lower | series | currency/MWh | 0. | Shadow price of lower p_nom limit | Output
mu_p_set | series | currency/MWh | 0. | Shadow price of fixed power generation p_set | Output
mu_ramp_limit_up | series | currency/MWh | 0. | Shadow price of upper ramp up limit | Output
mu_ramp_limit_down | series | currency/MWh | 0. | Shadow price of lower ramp down limit | Output

## var-global_constraints
attribute | type | unit | default | description | status
name | string |  |  | Unique name | Input (required)
type | string |  | primary_energy | Type of constraint (only "primary energy", i.e. limits on the usage of primary energy before generator conversion, is supported at the moment) | Input (optional)
investment_period | float |  |  | time period when the constraint is applied, if not specified, constraint is applied to all investment periods | Input (optional)
carrier_attribute | string |  | co2_emissions | If the global constraint is connected with an energy carrier, name the associated carrier attribute. This must appear as a column in network.carriers. | Input (optional)
sense | string |  | 0 | Constraint sense; must be one of <=, == or >= | Input (optional)
constant | float |  | 0 | Constant for right-hand-side of constraint for optimisation period. For a CO2 constraint, this would be tonnes of CO2-equivalent emissions. | Input (optional)
mu | float | currency/constant | 0 | Shadow price of global constraint | Output

## var-lines
attribute | type | unit | default | description | status
name | string |  |  | Unique name | Input (required)
bus0 | string |  |  | Name of first bus to which branch is attached. | Input (required)
bus1 | string |  |  | Name of second bus to which branch is attached. | Input (required)
type | string |  |  | Name of line standard type. If this is not an empty string "", then the line standard type impedance parameters are multiplied with the line length and divided/multiplied by num_parallel to compute x, r, etc. This will override any values set in r, x, and b. If the string is empty, PyPSA will simply read r, x, etc. | Input (optional)
x | float | Ohm | 0 | Series reactance, must be non-zero for AC branch in linear power flow. If the line has series inductance :math:`L` in Henries then :math:`x = 2\pi f L` where :math:`f` is the frequency in Hertz. Series impedance :math:`z = r + jx` must be non-zero for the non-linear power flow. Ignored if type defined. | Input (required)
r | float | Ohm | 0 | Series resistance, must be non-zero for DC branch in linear power flow. Series impedance :math:`z = r + jx` must be non-zero for the non-linear power flow. Ignored if type defined. | Input (required)
g | float | Siemens | 0 | Shunt conductivity. Shunt admittance is :math:`y = g + jb`. | Input (optional)
b | float | Siemens | 0 | Shunt susceptance. If the line has shunt capacitance :math:`C` in Farads then :math:`b = 2\pi f C` where :math:`f` is the frequency in Hertz. Shunt admittance is :math:`y = g + jb`. Ignored if type defined. | Input (optional)
s_nom | float | MVA | 0 | Limit of apparent power which can pass through branch. | Input (optional)
s_nom_mod | float | MWA | 0 | Limit of apparent power of the line module. | Input (optional)
s_nom_extendable | boolean |  | False | Switch to allow capacity s_nom to be extended in OPF. | Input (optional)
s_nom_min | float | MVA | 0 | If s_nom is extendable in OPF, set its minimum value. | Input (optional)
s_nom_max | float | MVA | inf | If s_nom is extendable in OPF, set its maximum value (e.g. limited by potential). | Input (optional)
s_max_pu | static or series | per unit | 1 | The maximum allowed absolute flow per unit of s_nom for the OPF (e.g. can be set <1 to approximate n-1 factor, or can be time-varying to represent weather-dependent dynamic line rating for overhead lines). | Input (optional)
capital_cost | float | currency/MVA | 0 | Fixed period costs of extending s_nom by 1 MVA, including periodized investment costs and periodic fixed O&M costs (e.g. annuitized investment costs). | Input (optional)
build_year | int | year | 0 | build year | Input (optional)
lifetime | float | years | inf | lifetime | Input (optional)
length | float | km | 0 | Length of line used when "type" is set, also useful for calculating the capital cost. | Input (optional)
carrier | string |  |  | Type of current, "AC" is the only valid value | Input (optional)
terrain_factor | float | per unit | 1 | Terrain factor for increasing capital cost. | Input (optional)
num_parallel | float |  | 1 | When "type" is set, this is the number of parallel lines (can also be fractional). If "type" is empty "" this value is ignored. | Input (optional)
v_ang_min | float | Degrees | -inf | Minimum voltage angle difference across the line. This is a placeholder attribute and is not currently used by any PyPSA functions. | Input (optional)
v_ang_max | float | Degrees | inf | Maximum voltage angle difference across the line. This is a placeholder attribute and is not currently used by any PyPSA functions. | Input (optional)
sub_network | string |  |  | Name of connected sub-network to which lines belongs. This attribute is set by PyPSA in the function network.determine_network_topology(); do not set it directly by hand. | Output
p0 | series | MW | 0. | Active power at bus0 (positive if branch is withdrawing power from bus0). | Output
q0 | series | MVar | 0. | Reactive power at bus0 (positive if branch is withdrawing power from bus0). | Output
p1 | series | MW | 0. | Active power at bus1 (positive if branch is withdrawing power from bus1). | Output
q1 | series | MVar | 0. | Reactive power at bus1 (positive if branch is withdrawing power from bus1). | Output
x_pu | float | per unit | 0 | Per unit series reactance calculated by PyPSA from x and bus.v_nom. | Output
r_pu | float | per unit | 0 | Per unit series resistance calculated by PyPSA from r and bus.v_nom | Output
g_pu | float | per unit | 0 | Per unit shunt conductivity calculated by PyPSA from g and bus.v_nom | Output
b_pu | float | per unit | 0 | Per unit shunt susceptance calculated by PyPSA from b and bus.v_nom | Output
x_pu_eff | float | per unit | 0 | Effective per unit series reactance for linear power flow, calculated by PyPSA from x, tap_ratio for transformers and bus.v_nom. | Output
r_pu_eff | float | per unit | 0 | Effective per unit series resistance for linear power flow, calculated by PyPSA from x, tap_ratio for transformers and bus.v_nom. | Output
s_nom_opt | float | MVA | 0 | Optimised capacity for apparent power. | Output
mu_lower | series | currency/MVA | 0. | Shadow price of lower s_nom limit -F \leq f. Always non-negative. | Output
mu_upper | series | currency/MVA | 0. | Shadow price of upper s_nom limit f \leq F. Always non-negative. | Output

## var-line_types
attribute | type | unit | default | description | status
name | string |  |  | Unique name | Input (required)
f_nom | float | Hz | 50. | Nominal frequency | Input (required)
r_per_length | float | Ohm per km | 0. | Series resistance per length | Input (required)
x_per_length | float | Ohm per km | 0. | Series resistance per length | Input (required)
c_per_length | float | nF per km | 0. | Shunt capacitance per length | Input (optional)
i_nom | float | kA | 0. | Nominal current | Input (optional)
mounting | string |  | ol | Can be "ol" for overhead line or "cs" for cable | Input (optional)
cross_section | float | mm2 | 0. | Wire cross-section | Input (optional)
references | string |  |  | References for electrical parameters | Input (optional)

## loads-p_set
time
2024-01-01
2024-01-01 01:00
2024-01-01 02:00
2024-01-01 03:00
2024-01-01 04:00
2024-01-01 05:00
2024-01-01 06:00
2024-01-01 07:00
2024-01-01 08:00
2024-01-01 09:00
2024-01-01 10:00
2024-01-01 11:00
2024-01-01 12:00
2024-01-01 13:00
2024-01-01 14:00
2024-01-01 15:00
2024-01-01 16:00
2024-01-01 17:00
2024-01-01 18:00
2024-01-01 19:00
2024-01-01 20:00
2024-01-01 21:00
2024-01-01 22:00
2024-01-01 23:00
2024-01-02
2024-01-02 01:00
2024-01-02 02:00
2024-01-02 03:00
2024-01-02 04:00
2024-01-02 05:00
2024-01-02 06:00
2024-01-02 07:00
2024-01-02 08:00
2024-01-02 09:00
2024-01-02 10:00
2024-01-02 11:00
2024-01-02 12:00
2024-01-02 13:00
2024-01-02 14:00
2024-01-02 15:00
2024-01-02 16:00
2024-01-02 17:00
2024-01-02 18:00
2024-01-02 19:00
2024-01-02 20:00
2024-01-02 21:00
2024-01-02 22:00
2024-01-02 23:00
2024-01-03
2024-01-03 01:00
2024-01-03 02:00
2024-01-03 03:00
2024-01-03 04:00
2024-01-03 05:00
2024-01-03 06:00
2024-01-03 07:00
2024-01-03 08:00
2024-01-03 09:00
2024-01-03 10:00
2024-01-03 11:00
2024-01-03 12:00
2024-01-03 13:00
2024-01-03 14:00
2024-01-03 15:00
2024-01-03 16:00
2024-01-03 17:00
2024-01-03 18:00
2024-01-03 19:00
2024-01-03 20:00
2024-01-03 21:00
2024-01-03 22:00
2024-01-03 23:00
2024-01-04
2024-01-04 01:00
2024-01-04 02:00
2024-01-04 03:00
2024-01-04 04:00
2024-01-04 05:00
2024-01-04 06:00
2024-01-04 07:00
2024-01-04 08:00
2024-01-04 09:00
2024-01-04 10:00
2024-01-04 11:00
2024-01-04 12:00
2024-01-04 13:00
2024-01-04 14:00
2024-01-04 15:00
2024-01-04 16:00
2024-01-04 17:00
2024-01-04 18:00
2024-01-04 19:00
2024-01-04 20:00
2024-01-04 21:00
2024-01-04 22:00
2024-01-04 23:00
2024-01-05
2024-01-05 01:00
2024-01-05 02:00
2024-01-05 03:00
2024-01-05 04:00
2024-01-05 05:00
2024-01-05 06:00
2024-01-05 07:00
2024-01-05 08:00
2024-01-05 09:00
2024-01-05 10:00
2024-01-05 11:00
2024-01-05 12:00
2024-01-05 13:00
2024-01-05 14:00
2024-01-05 15:00
2024-01-05 16:00
2024-01-05 17:00
2024-01-05 18:00
2024-01-05 19:00
2024-01-05 20:00
2024-01-05 21:00
2024-01-05 22:00
2024-01-05 23:00
2024-01-06
2024-01-06 01:00
2024-01-06 02:00
2024-01-06 03:00
2024-01-06 04:00
2024-01-06 05:00
2024-01-06 06:00
2024-01-06 07:00
2024-01-06 08:00
2024-01-06 09:00
2024-01-06 10:00
2024-01-06 11:00
2024-01-06 12:00
2024-01-06 13:00
2024-01-06 14:00
2024-01-06 15:00
2024-01-06 16:00
2024-01-06 17:00
2024-01-06 18:00
2024-01-06 19:00
2024-01-06 20:00
2024-01-06 21:00
2024-01-06 22:00
2024-01-06 23:00
2024-01-07
2024-01-07 01:00
2024-01-07 02:00
2024-01-07 03:00
2024-01-07 04:00
2024-01-07 05:00
2024-01-07 06:00
2024-01-07 07:00
2024-01-07 08:00
2024-01-07 09:00
2024-01-07 10:00
2024-01-07 11:00
2024-01-07 12:00
2024-01-07 13:00
2024-01-07 14:00
2024-01-07 15:00
2024-01-07 16:00
2024-01-07 17:00
2024-01-07 18:00
2024-01-07 19:00
2024-01-07 20:00
2024-01-07 21:00
2024-01-07 22:00
2024-01-07 23:00
2024-01-08
2024-01-08 01:00
2024-01-08 02:00
2024-01-08 03:00
2024-01-08 04:00
2024-01-08 05:00
2024-01-08 06:00
2024-01-08 07:00
2024-01-08 08:00
2024-01-08 09:00
2024-01-08 10:00
2024-01-08 11:00
2024-01-08 12:00
2024-01-08 13:00
2024-01-08 14:00
2024-01-08 15:00
2024-01-08 16:00
2024-01-08 17:00
2024-01-08 18:00
2024-01-08 19:00
2024-01-08 20:00
2024-01-08 21:00
2024-01-08 22:00
2024-01-08 23:00
2024-01-09
2024-01-09 01:00
2024-01-09 02:00
2024-01-09 03:00
2024-01-09 04:00
2024-01-09 05:00
2024-01-09 06:00
2024-01-09 07:00
2024-01-09 08:00
2024-01-09 09:00
2024-01-09 10:00
2024-01-09 11:00
2024-01-09 12:00
2024-01-09 13:00
2024-01-09 14:00
2024-01-09 15:00
2024-01-09 16:00
2024-01-09 17:00
2024-01-09 18:00
2024-01-09 19:00
2024-01-09 20:00
2024-01-09 21:00
2024-01-09 22:00
2024-01-09 23:00
2024-01-10
2024-01-10 01:00
2024-01-10 02:00
2024-01-10 03:00
2024-01-10 04:00
2024-01-10 05:00
2024-01-10 06:00
2024-01-10 07:00
2024-01-10 08:00
2024-01-10 09:00
2024-01-10 10:00
2024-01-10 11:00
2024-01-10 12:00
2024-01-10 13:00
2024-01-10 14:00
2024-01-10 15:00
2024-01-10 16:00
2024-01-10 17:00
2024-01-10 18:00
2024-01-10 19:00
2024-01-10 20:00
2024-01-10 21:00
2024-01-10 22:00
2024-01-10 23:00
2024-01-11
2024-01-11 01:00
2024-01-11 02:00
2024-01-11 03:00
2024-01-11 04:00
2024-01-11 05:00
2024-01-11 06:00
2024-01-11 07:00
2024-01-11 08:00
2024-01-11 09:00
2024-01-11 10:00
2024-01-11 11:00
2024-01-11 12:00
2024-01-11 13:00
2024-01-11 14:00
2024-01-11 15:00
2024-01-11 16:00
2024-01-11 17:00
2024-01-11 18:00
2024-01-11 19:00
2024-01-11 20:00
2024-01-11 21:00
2024-01-11 22:00
2024-01-11 23:00
2024-01-12
2024-01-12 01:00
2024-01-12 02:00
2024-01-12 03:00
2024-01-12 04:00
2024-01-12 05:00
2024-01-12 06:00
2024-01-12 07:00
2024-01-12 08:00
2024-01-12 09:00
2024-01-12 10:00
2024-01-12 11:00
2024-01-12 12:00
2024-01-12 13:00
2024-01-12 14:00
2024-01-12 15:00
2024-01-12 16:00
2024-01-12 17:00
2024-01-12 18:00
2024-01-12 19:00
2024-01-12 20:00
2024-01-12 21:00
2024-01-12 22:00
2024-01-12 23:00
2024-01-13
2024-01-13 01:00
2024-01-13 02:00
2024-01-13 03:00
2024-01-13 04:00
2024-01-13 05:00
2024-01-13 06:00
2024-01-13 07:00
2024-01-13 08:00
2024-01-13 09:00
2024-01-13 10:00
2024-01-13 11:00
2024-01-13 12:00
2024-01-13 13:00
2024-01-13 14:00
2024-01-13 15:00
2024-01-13 16:00
2024-01-13 17:00
2024-01-13 18:00
2024-01-13 19:00
2024-01-13 20:00
2024-01-13 21:00
2024-01-13 22:00
2024-01-13 23:00
2024-01-14
2024-01-14 01:00
2024-01-14 02:00
2024-01-14 03:00
2024-01-14 04:00
2024-01-14 05:00
2024-01-14 06:00
2024-01-14 07:00
2024-01-14 08:00
2024-01-14 09:00
2024-01-14 10:00
2024-01-14 11:00
2024-01-14 12:00
2024-01-14 13:00
2024-01-14 14:00
2024-01-14 15:00
2024-01-14 16:00
2024-01-14 17:00
2024-01-14 18:00
2024-01-14 19:00
2024-01-14 20:00
2024-01-14 21:00
2024-01-14 22:00
2024-01-14 23:00
2024-01-15
2024-01-15 01:00
2024-01-15 02:00
2024-01-15 03:00
2024-01-15 04:00
2024-01-15 05:00
2024-01-15 06:00
2024-01-15 07:00
2024-01-15 08:00
2024-01-15 09:00
2024-01-15 10:00
2024-01-15 11:00
2024-01-15 12:00
2024-01-15 13:00
2024-01-15 14:00
2024-01-15 15:00
2024-01-15 16:00
2024-01-15 17:00
2024-01-15 18:00
2024-01-15 19:00
2024-01-15 20:00
2024-01-15 21:00
2024-01-15 22:00
2024-01-15 23:00
2024-01-16
2024-01-16 01:00
2024-01-16 02:00
2024-01-16 03:00
2024-01-16 04:00
2024-01-16 05:00
2024-01-16 06:00
2024-01-16 07:00
2024-01-16 08:00
2024-01-16 09:00
2024-01-16 10:00
2024-01-16 11:00
2024-01-16 12:00
2024-01-16 13:00
2024-01-16 14:00
2024-01-16 15:00
2024-01-16 16:00
2024-01-16 17:00
2024-01-16 18:00
2024-01-16 19:00
2024-01-16 20:00
2024-01-16 21:00
2024-01-16 22:00
2024-01-16 23:00
2024-01-17
2024-01-17 01:00
2024-01-17 02:00
2024-01-17 03:00
2024-01-17 04:00
2024-01-17 05:00
2024-01-17 06:00
2024-01-17 07:00
2024-01-17 08:00
2024-01-17 09:00
2024-01-17 10:00
2024-01-17 11:00
2024-01-17 12:00
2024-01-17 13:00
2024-01-17 14:00
2024-01-17 15:00
2024-01-17 16:00
2024-01-17 17:00
2024-01-17 18:00
2024-01-17 19:00
2024-01-17 20:00
2024-01-17 21:00
2024-01-17 22:00
2024-01-17 23:00
2024-01-18
2024-01-18 01:00
2024-01-18 02:00
2024-01-18 03:00
2024-01-18 04:00
2024-01-18 05:00
2024-01-18 06:00
2024-01-18 07:00
2024-01-18 08:00
2024-01-18 09:00
2024-01-18 10:00
2024-01-18 11:00
2024-01-18 12:00
2024-01-18 13:00
2024-01-18 14:00
2024-01-18 15:00
2024-01-18 16:00
2024-01-18 17:00
2024-01-18 18:00
2024-01-18 19:00
2024-01-18 20:00
2024-01-18 21:00
2024-01-18 22:00
2024-01-18 23:00
2024-01-19
2024-01-19 01:00
2024-01-19 02:00
2024-01-19 03:00
2024-01-19 04:00
2024-01-19 05:00
2024-01-19 06:00
2024-01-19 07:00
2024-01-19 08:00
2024-01-19 09:00
2024-01-19 10:00
2024-01-19 11:00
2024-01-19 12:00
2024-01-19 13:00
2024-01-19 14:00
2024-01-19 15:00
2024-01-19 16:00
2024-01-19 17:00
2024-01-19 18:00
2024-01-19 19:00
2024-01-19 20:00
2024-01-19 21:00
2024-01-19 22:00
2024-01-19 23:00
2024-01-20
2024-01-20 01:00
2024-01-20 02:00
2024-01-20 03:00
2024-01-20 04:00
2024-01-20 05:00
2024-01-20 06:00
2024-01-20 07:00
2024-01-20 08:00
2024-01-20 09:00
2024-01-20 10:00
2024-01-20 11:00
2024-01-20 12:00
2024-01-20 13:00
2024-01-20 14:00
2024-01-20 15:00
2024-01-20 16:00
2024-01-20 17:00
2024-01-20 18:00
2024-01-20 19:00
2024-01-20 20:00
2024-01-20 21:00
2024-01-20 22:00
2024-01-20 23:00
2024-01-21
2024-01-21 01:00
2024-01-21 02:00
2024-01-21 03:00
2024-01-21 04:00
2024-01-21 05:00
2024-01-21 06:00
2024-01-21 07:00
2024-01-21 08:00
2024-01-21 09:00
2024-01-21 10:00
2024-01-21 11:00
2024-01-21 12:00
2024-01-21 13:00
2024-01-21 14:00
2024-01-21 15:00
2024-01-21 16:00
2024-01-21 17:00
2024-01-21 18:00
2024-01-21 19:00
2024-01-21 20:00
2024-01-21 21:00
2024-01-21 22:00
2024-01-21 23:00
2024-01-22
2024-01-22 01:00
2024-01-22 02:00
2024-01-22 03:00
2024-01-22 04:00
2024-01-22 05:00
2024-01-22 06:00
2024-01-22 07:00
2024-01-22 08:00
2024-01-22 09:00
2024-01-22 10:00
2024-01-22 11:00
2024-01-22 12:00
2024-01-22 13:00
2024-01-22 14:00
2024-01-22 15:00
2024-01-22 16:00
2024-01-22 17:00
2024-01-22 18:00
2024-01-22 19:00
2024-01-22 20:00
2024-01-22 21:00
2024-01-22 22:00
2024-01-22 23:00
2024-01-23
2024-01-23 01:00
2024-01-23 02:00
2024-01-23 03:00
2024-01-23 04:00
2024-01-23 05:00
2024-01-23 06:00
2024-01-23 07:00
2024-01-23 08:00
2024-01-23 09:00
2024-01-23 10:00
2024-01-23 11:00
2024-01-23 12:00
2024-01-23 13:00
2024-01-23 14:00
2024-01-23 15:00
2024-01-23 16:00
2024-01-23 17:00
2024-01-23 18:00
2024-01-23 19:00
2024-01-23 20:00
2024-01-23 21:00
2024-01-23 22:00
2024-01-23 23:00
2024-01-24
2024-01-24 01:00
2024-01-24 02:00
2024-01-24 03:00
2024-01-24 04:00
2024-01-24 05:00
2024-01-24 06:00
2024-01-24 07:00
2024-01-24 08:00
2024-01-24 09:00
2024-01-24 10:00
2024-01-24 11:00
2024-01-24 12:00
2024-01-24 13:00
2024-01-24 14:00
2024-01-24 15:00
2024-01-24 16:00
2024-01-24 17:00
2024-01-24 18:00
2024-01-24 19:00
2024-01-24 20:00
2024-01-24 21:00
2024-01-24 22:00
2024-01-24 23:00
2024-01-25
2024-01-25 01:00
2024-01-25 02:00
2024-01-25 03:00
2024-01-25 04:00
2024-01-25 05:00
2024-01-25 06:00
2024-01-25 07:00
2024-01-25 08:00
2024-01-25 09:00
2024-01-25 10:00
2024-01-25 11:00
2024-01-25 12:00
2024-01-25 13:00
2024-01-25 14:00
2024-01-25 15:00
2024-01-25 16:00
2024-01-25 17:00
2024-01-25 18:00
2024-01-25 19:00
2024-01-25 20:00
2024-01-25 21:00
2024-01-25 22:00
2024-01-25 23:00
2024-01-26
2024-01-26 01:00
2024-01-26 02:00
2024-01-26 03:00
2024-01-26 04:00
2024-01-26 05:00
2024-01-26 06:00
2024-01-26 07:00
2024-01-26 08:00
2024-01-26 09:00
2024-01-26 10:00
2024-01-26 11:00
2024-01-26 12:00
2024-01-26 13:00
2024-01-26 14:00
2024-01-26 15:00
2024-01-26 16:00
2024-01-26 17:00
2024-01-26 18:00
2024-01-26 19:00
2024-01-26 20:00
2024-01-26 21:00
2024-01-26 22:00
2024-01-26 23:00
2024-01-27
2024-01-27 01:00
2024-01-27 02:00
2024-01-27 03:00
2024-01-27 04:00
2024-01-27 05:00
2024-01-27 06:00
2024-01-27 07:00
2024-01-27 08:00
2024-01-27 09:00
2024-01-27 10:00
2024-01-27 11:00
2024-01-27 12:00
2024-01-27 13:00
2024-01-27 14:00
2024-01-27 15:00
2024-01-27 16:00
2024-01-27 17:00
2024-01-27 18:00
2024-01-27 19:00
2024-01-27 20:00
2024-01-27 21:00
2024-01-27 22:00
2024-01-27 23:00
2024-01-28
2024-01-28 01:00
2024-01-28 02:00
2024-01-28 03:00
2024-01-28 04:00
2024-01-28 05:00
2024-01-28 06:00
2024-01-28 07:00
2024-01-28 08:00
2024-01-28 09:00
2024-01-28 10:00
2024-01-28 11:00
2024-01-28 12:00
2024-01-28 13:00
2024-01-28 14:00
2024-01-28 15:00
2024-01-28 16:00
2024-01-28 17:00
2024-01-28 18:00
2024-01-28 19:00
2024-01-28 20:00
2024-01-28 21:00
2024-01-28 22:00
2024-01-28 23:00
2024-01-29
2024-01-29 01:00
2024-01-29 02:00
2024-01-29 03:00
2024-01-29 04:00
2024-01-29 05:00
2024-01-29 06:00
2024-01-29 07:00
2024-01-29 08:00
2024-01-29 09:00
2024-01-29 10:00
2024-01-29 11:00
2024-01-29 12:00
2024-01-29 13:00
2024-01-29 14:00
2024-01-29 15:00
2024-01-29 16:00
2024-01-29 17:00
2024-01-29 18:00
2024-01-29 19:00
2024-01-29 20:00
2024-01-29 21:00
2024-01-29 22:00
2024-01-29 23:00
2024-01-30
2024-01-30 01:00
2024-01-30 02:00
2024-01-30 03:00
2024-01-30 04:00
2024-01-30 05:00
2024-01-30 06:00
2024-01-30 07:00
2024-01-30 08:00
2024-01-30 09:00
2024-01-30 10:00
2024-01-30 11:00
2024-01-30 12:00
2024-01-30 13:00
2024-01-30 14:00
2024-01-30 15:00
2024-01-30 16:00
2024-01-30 17:00
2024-01-30 18:00
2024-01-30 19:00
2024-01-30 20:00
2024-01-30 21:00
2024-01-30 22:00
2024-01-30 23:00
2024-01-31
2024-01-31 01:00
2024-01-31 02:00
2024-01-31 03:00
2024-01-31 04:00
2024-01-31 05:00
2024-01-31 06:00
2024-01-31 07:00
2024-01-31 08:00
2024-01-31 09:00
2024-01-31 10:00
2024-01-31 11:00
2024-01-31 12:00
2024-01-31 13:00
2024-01-31 14:00
2024-01-31 15:00
2024-01-31 16:00
2024-01-31 17:00
2024-01-31 18:00
2024-01-31 19:00
2024-01-31 20:00
2024-01-31 21:00
2024-01-31 22:00
2024-01-31 23:00
2024-02-01
2024-02-01 01:00
2024-02-01 02:00
2024-02-01 03:00
2024-02-01 04:00
2024-02-01 05:00
2024-02-01 06:00
2024-02-01 07:00
2024-02-01 08:00
2024-02-01 09:00
2024-02-01 10:00
2024-02-01 11:00
2024-02-01 12:00
2024-02-01 13:00
2024-02-01 14:00
2024-02-01 15:00
2024-02-01 16:00
2024-02-01 17:00
2024-02-01 18:00
2024-02-01 19:00
2024-02-01 20:00
2024-02-01 21:00
2024-02-01 22:00
2024-02-01 23:00
2024-02-02
2024-02-02 01:00
2024-02-02 02:00
2024-02-02 03:00
2024-02-02 04:00
2024-02-02 05:00
2024-02-02 06:00
2024-02-02 07:00
2024-02-02 08:00
2024-02-02 09:00
2024-02-02 10:00
2024-02-02 11:00
2024-02-02 12:00
2024-02-02 13:00
2024-02-02 14:00
2024-02-02 15:00
2024-02-02 16:00
2024-02-02 17:00
2024-02-02 18:00
2024-02-02 19:00
2024-02-02 20:00
2024-02-02 21:00
2024-02-02 22:00
2024-02-02 23:00
2024-02-03
2024-02-03 01:00
2024-02-03 02:00
2024-02-03 03:00
2024-02-03 04:00
2024-02-03 05:00
2024-02-03 06:00
2024-02-03 07:00
2024-02-03 08:00
2024-02-03 09:00
2024-02-03 10:00
2024-02-03 11:00
2024-02-03 12:00
2024-02-03 13:00
2024-02-03 14:00
2024-02-03 15:00
2024-02-03 16:00
2024-02-03 17:00
2024-02-03 18:00
2024-02-03 19:00
2024-02-03 20:00
2024-02-03 21:00
2024-02-03 22:00
2024-02-03 23:00
2024-02-04
2024-02-04 01:00
2024-02-04 02:00
2024-02-04 03:00
2024-02-04 04:00
2024-02-04 05:00
2024-02-04 06:00
2024-02-04 07:00
2024-02-04 08:00
2024-02-04 09:00
2024-02-04 10:00
2024-02-04 11:00
2024-02-04 12:00
2024-02-04 13:00
2024-02-04 14:00
2024-02-04 15:00
2024-02-04 16:00
2024-02-04 17:00
2024-02-04 18:00
2024-02-04 19:00
2024-02-04 20:00
2024-02-04 21:00
2024-02-04 22:00
2024-02-04 23:00
2024-02-05
2024-02-05 01:00
2024-02-05 02:00
2024-02-05 03:00
2024-02-05 04:00
2024-02-05 05:00
2024-02-05 06:00
2024-02-05 07:00
2024-02-05 08:00
2024-02-05 09:00
2024-02-05 10:00
2024-02-05 11:00
2024-02-05 12:00
2024-02-05 13:00
2024-02-05 14:00
2024-02-05 15:00
2024-02-05 16:00
2024-02-05 17:00
2024-02-05 18:00
2024-02-05 19:00
2024-02-05 20:00
2024-02-05 21:00
2024-02-05 22:00
2024-02-05 23:00
2024-02-06
2024-02-06 01:00
2024-02-06 02:00
2024-02-06 03:00
2024-02-06 04:00
2024-02-06 05:00
2024-02-06 06:00
2024-02-06 07:00
2024-02-06 08:00
2024-02-06 09:00
2024-02-06 10:00
2024-02-06 11:00
2024-02-06 12:00
2024-02-06 13:00
2024-02-06 14:00
2024-02-06 15:00
2024-02-06 16:00
2024-02-06 17:00
2024-02-06 18:00
2024-02-06 19:00
2024-02-06 20:00
2024-02-06 21:00
2024-02-06 22:00
2024-02-06 23:00
2024-02-07
2024-02-07 01:00
2024-02-07 02:00
2024-02-07 03:00
2024-02-07 04:00
2024-02-07 05:00
2024-02-07 06:00
2024-02-07 07:00
2024-02-07 08:00
2024-02-07 09:00
2024-02-07 10:00
2024-02-07 11:00
2024-02-07 12:00
2024-02-07 13:00
2024-02-07 14:00
2024-02-07 15:00
2024-02-07 16:00
2024-02-07 17:00
2024-02-07 18:00
2024-02-07 19:00
2024-02-07 20:00
2024-02-07 21:00
2024-02-07 22:00
2024-02-07 23:00
2024-02-08
2024-02-08 01:00
2024-02-08 02:00
2024-02-08 03:00
2024-02-08 04:00
2024-02-08 05:00
2024-02-08 06:00
2024-02-08 07:00
2024-02-08 08:00
2024-02-08 09:00
2024-02-08 10:00
2024-02-08 11:00
2024-02-08 12:00
2024-02-08 13:00
2024-02-08 14:00
2024-02-08 15:00
2024-02-08 16:00
2024-02-08 17:00
2024-02-08 18:00
2024-02-08 19:00
2024-02-08 20:00
2024-02-08 21:00
2024-02-08 22:00
2024-02-08 23:00
2024-02-09
2024-02-09 01:00
2024-02-09 02:00
2024-02-09 03:00
2024-02-09 04:00
2024-02-09 05:00
2024-02-09 06:00
2024-02-09 07:00
2024-02-09 08:00
2024-02-09 09:00
2024-02-09 10:00
2024-02-09 11:00
2024-02-09 12:00
2024-02-09 13:00
2024-02-09 14:00
2024-02-09 15:00
2024-02-09 16:00
2024-02-09 17:00
2024-02-09 18:00
2024-02-09 19:00
2024-02-09 20:00
2024-02-09 21:00
2024-02-09 22:00
2024-02-09 23:00
2024-02-10
2024-02-10 01:00
2024-02-10 02:00
2024-02-10 03:00
2024-02-10 04:00
2024-02-10 05:00
2024-02-10 06:00
2024-02-10 07:00
2024-02-10 08:00
2024-02-10 09:00
2024-02-10 10:00
2024-02-10 11:00
2024-02-10 12:00
2024-02-10 13:00
2024-02-10 14:00
2024-02-10 15:00
2024-02-10 16:00
2024-02-10 17:00
2024-02-10 18:00
2024-02-10 19:00
2024-02-10 20:00
2024-02-10 21:00
2024-02-10 22:00
2024-02-10 23:00
2024-02-11
2024-02-11 01:00
2024-02-11 02:00
2024-02-11 03:00
2024-02-11 04:00
2024-02-11 05:00
2024-02-11 06:00
2024-02-11 07:00
2024-02-11 08:00
2024-02-11 09:00
2024-02-11 10:00
2024-02-11 11:00
2024-02-11 12:00
2024-02-11 13:00
2024-02-11 14:00
2024-02-11 15:00
2024-02-11 16:00
2024-02-11 17:00
2024-02-11 18:00
2024-02-11 19:00
2024-02-11 20:00
2024-02-11 21:00
2024-02-11 22:00
2024-02-11 23:00
2024-02-12
2024-02-12 01:00
2024-02-12 02:00
2024-02-12 03:00
2024-02-12 04:00
2024-02-12 05:00
2024-02-12 06:00
2024-02-12 07:00
2024-02-12 08:00
2024-02-12 09:00
2024-02-12 10:00
2024-02-12 11:00
2024-02-12 12:00
2024-02-12 13:00
2024-02-12 14:00
2024-02-12 15:00
2024-02-12 16:00
2024-02-12 17:00
2024-02-12 18:00
2024-02-12 19:00
2024-02-12 20:00
2024-02-12 21:00
2024-02-12 22:00
2024-02-12 23:00
2024-02-13
2024-02-13 01:00
2024-02-13 02:00
2024-02-13 03:00
2024-02-13 04:00
2024-02-13 05:00
2024-02-13 06:00
2024-02-13 07:00
2024-02-13 08:00
2024-02-13 09:00
2024-02-13 10:00
2024-02-13 11:00
2024-02-13 12:00
2024-02-13 13:00
2024-02-13 14:00
2024-02-13 15:00
2024-02-13 16:00
2024-02-13 17:00
2024-02-13 18:00
2024-02-13 19:00
2024-02-13 20:00
2024-02-13 21:00
2024-02-13 22:00
2024-02-13 23:00
2024-02-14
2024-02-14 01:00
2024-02-14 02:00
2024-02-14 03:00
2024-02-14 04:00
2024-02-14 05:00
2024-02-14 06:00
2024-02-14 07:00
2024-02-14 08:00
2024-02-14 09:00
2024-02-14 10:00
2024-02-14 11:00
2024-02-14 12:00
2024-02-14 13:00
2024-02-14 14:00
2024-02-14 15:00
2024-02-14 16:00
2024-02-14 17:00
2024-02-14 18:00
2024-02-14 19:00
2024-02-14 20:00
2024-02-14 21:00
2024-02-14 22:00
2024-02-14 23:00
2024-02-15
2024-02-15 01:00
2024-02-15 02:00
2024-02-15 03:00
2024-02-15 04:00
2024-02-15 05:00
2024-02-15 06:00
2024-02-15 07:00
2024-02-15 08:00
2024-02-15 09:00
2024-02-15 10:00
2024-02-15 11:00
2024-02-15 12:00
2024-02-15 13:00
2024-02-15 14:00
2024-02-15 15:00
2024-02-15 16:00
2024-02-15 17:00
2024-02-15 18:00
2024-02-15 19:00
2024-02-15 20:00
2024-02-15 21:00
2024-02-15 22:00
2024-02-15 23:00
2024-02-16
2024-02-16 01:00
2024-02-16 02:00
2024-02-16 03:00
2024-02-16 04:00
2024-02-16 05:00
2024-02-16 06:00
2024-02-16 07:00
2024-02-16 08:00
2024-02-16 09:00
2024-02-16 10:00
2024-02-16 11:00
2024-02-16 12:00
2024-02-16 13:00
2024-02-16 14:00
2024-02-16 15:00
2024-02-16 16:00
2024-02-16 17:00
2024-02-16 18:00
2024-02-16 19:00
2024-02-16 20:00
2024-02-16 21:00
2024-02-16 22:00
2024-02-16 23:00
2024-02-17
2024-02-17 01:00
2024-02-17 02:00
2024-02-17 03:00
2024-02-17 04:00
2024-02-17 05:00
2024-02-17 06:00
2024-02-17 07:00
2024-02-17 08:00
2024-02-17 09:00
2024-02-17 10:00
2024-02-17 11:00
2024-02-17 12:00
2024-02-17 13:00
2024-02-17 14:00
2024-02-17 15:00
2024-02-17 16:00
2024-02-17 17:00
2024-02-17 18:00
2024-02-17 19:00
2024-02-17 20:00
2024-02-17 21:00
2024-02-17 22:00
2024-02-17 23:00
2024-02-18
2024-02-18 01:00
2024-02-18 02:00
2024-02-18 03:00
2024-02-18 04:00
2024-02-18 05:00
2024-02-18 06:00
2024-02-18 07:00
2024-02-18 08:00
2024-02-18 09:00
2024-02-18 10:00
2024-02-18 11:00
2024-02-18 12:00
2024-02-18 13:00
2024-02-18 14:00
2024-02-18 15:00
2024-02-18 16:00
2024-02-18 17:00
2024-02-18 18:00
2024-02-18 19:00
2024-02-18 20:00
2024-02-18 21:00
2024-02-18 22:00
2024-02-18 23:00
2024-02-19
2024-02-19 01:00
2024-02-19 02:00
2024-02-19 03:00
2024-02-19 04:00
2024-02-19 05:00
2024-02-19 06:00
2024-02-19 07:00
2024-02-19 08:00
2024-02-19 09:00
2024-02-19 10:00
2024-02-19 11:00
2024-02-19 12:00
2024-02-19 13:00
2024-02-19 14:00
2024-02-19 15:00
2024-02-19 16:00
2024-02-19 17:00
2024-02-19 18:00
2024-02-19 19:00
2024-02-19 20:00
2024-02-19 21:00
2024-02-19 22:00
2024-02-19 23:00
2024-02-20
2024-02-20 01:00
2024-02-20 02:00
2024-02-20 03:00
2024-02-20 04:00
2024-02-20 05:00
2024-02-20 06:00
2024-02-20 07:00
2024-02-20 08:00
2024-02-20 09:00
2024-02-20 10:00
2024-02-20 11:00
2024-02-20 12:00
2024-02-20 13:00
2024-02-20 14:00
2024-02-20 15:00
2024-02-20 16:00
2024-02-20 17:00
2024-02-20 18:00
2024-02-20 19:00
2024-02-20 20:00
2024-02-20 21:00
2024-02-20 22:00
2024-02-20 23:00
2024-02-21
2024-02-21 01:00
2024-02-21 02:00
2024-02-21 03:00
2024-02-21 04:00
2024-02-21 05:00
2024-02-21 06:00
2024-02-21 07:00
2024-02-21 08:00
2024-02-21 09:00
2024-02-21 10:00
2024-02-21 11:00
2024-02-21 12:00
2024-02-21 13:00
2024-02-21 14:00
2024-02-21 15:00
2024-02-21 16:00
2024-02-21 17:00
2024-02-21 18:00
2024-02-21 19:00
2024-02-21 20:00
2024-02-21 21:00
2024-02-21 22:00
2024-02-21 23:00
2024-02-22
2024-02-22 01:00
2024-02-22 02:00
2024-02-22 03:00
2024-02-22 04:00
2024-02-22 05:00
2024-02-22 06:00
2024-02-22 07:00
2024-02-22 08:00
2024-02-22 09:00
2024-02-22 10:00
2024-02-22 11:00
2024-02-22 12:00
2024-02-22 13:00
2024-02-22 14:00
2024-02-22 15:00
2024-02-22 16:00
2024-02-22 17:00
2024-02-22 18:00
2024-02-22 19:00
2024-02-22 20:00
2024-02-22 21:00
2024-02-22 22:00
2024-02-22 23:00
2024-02-23
2024-02-23 01:00
2024-02-23 02:00
2024-02-23 03:00
2024-02-23 04:00
2024-02-23 05:00
2024-02-23 06:00
2024-02-23 07:00
2024-02-23 08:00
2024-02-23 09:00
2024-02-23 10:00
2024-02-23 11:00
2024-02-23 12:00
2024-02-23 13:00
2024-02-23 14:00
2024-02-23 15:00
2024-02-23 16:00
2024-02-23 17:00
2024-02-23 18:00
2024-02-23 19:00
2024-02-23 20:00
2024-02-23 21:00
2024-02-23 22:00
2024-02-23 23:00
2024-02-24
2024-02-24 01:00
2024-02-24 02:00
2024-02-24 03:00
2024-02-24 04:00
2024-02-24 05:00
2024-02-24 06:00
2024-02-24 07:00
2024-02-24 08:00
2024-02-24 09:00
2024-02-24 10:00
2024-02-24 11:00
2024-02-24 12:00
2024-02-24 13:00
2024-02-24 14:00
2024-02-24 15:00
2024-02-24 16:00
2024-02-24 17:00
2024-02-24 18:00
2024-02-24 19:00
2024-02-24 20:00
2024-02-24 21:00
2024-02-24 22:00
2024-02-24 23:00
2024-02-25
2024-02-25 01:00
2024-02-25 02:00
2024-02-25 03:00
2024-02-25 04:00
2024-02-25 05:00
2024-02-25 06:00
2024-02-25 07:00
2024-02-25 08:00
2024-02-25 09:00
2024-02-25 10:00
2024-02-25 11:00
2024-02-25 12:00
2024-02-25 13:00
2024-02-25 14:00
2024-02-25 15:00
2024-02-25 16:00
2024-02-25 17:00
2024-02-25 18:00
2024-02-25 19:00
2024-02-25 20:00
2024-02-25 21:00
2024-02-25 22:00
2024-02-25 23:00
2024-02-26
2024-02-26 01:00
2024-02-26 02:00
2024-02-26 03:00
2024-02-26 04:00
2024-02-26 05:00
2024-02-26 06:00
2024-02-26 07:00
2024-02-26 08:00
2024-02-26 09:00
2024-02-26 10:00
2024-02-26 11:00
2024-02-26 12:00
2024-02-26 13:00
2024-02-26 14:00
2024-02-26 15:00
2024-02-26 16:00
2024-02-26 17:00
2024-02-26 18:00
2024-02-26 19:00
2024-02-26 20:00
2024-02-26 21:00
2024-02-26 22:00
2024-02-26 23:00
2024-02-27
2024-02-27 01:00
2024-02-27 02:00
2024-02-27 03:00
2024-02-27 04:00
2024-02-27 05:00
2024-02-27 06:00
2024-02-27 07:00
2024-02-27 08:00
2024-02-27 09:00
2024-02-27 10:00
2024-02-27 11:00
2024-02-27 12:00
2024-02-27 13:00
2024-02-27 14:00
2024-02-27 15:00
2024-02-27 16:00
2024-02-27 17:00
2024-02-27 18:00
2024-02-27 19:00
2024-02-27 20:00
2024-02-27 21:00
2024-02-27 22:00
2024-02-27 23:00
2024-02-28
2024-02-28 01:00
2024-02-28 02:00
2024-02-28 03:00
2024-02-28 04:00
2024-02-28 05:00
2024-02-28 06:00
2024-02-28 07:00
2024-02-28 08:00
2024-02-28 09:00
2024-02-28 10:00
2024-02-28 11:00
2024-02-28 12:00
2024-02-28 13:00
2024-02-28 14:00
2024-02-28 15:00
2024-02-28 16:00
2024-02-28 17:00
2024-02-28 18:00
2024-02-28 19:00
2024-02-28 20:00
2024-02-28 21:00
2024-02-28 22:00
2024-02-28 23:00
2024-02-29
2024-02-29 01:00
2024-02-29 02:00
2024-02-29 03:00
2024-02-29 04:00
2024-02-29 05:00
2024-02-29 06:00
2024-02-29 07:00
2024-02-29 08:00
2024-02-29 09:00
2024-02-29 10:00
2024-02-29 11:00
2024-02-29 12:00
2024-02-29 13:00
2024-02-29 14:00
2024-02-29 15:00
2024-02-29 16:00
2024-02-29 17:00
2024-02-29 18:00
2024-02-29 19:00
2024-02-29 20:00
2024-02-29 21:00
2024-02-29 22:00
2024-02-29 23:00
2024-03-01
2024-03-01 01:00
2024-03-01 02:00
2024-03-01 03:00
2024-03-01 04:00
2024-03-01 05:00
2024-03-01 06:00
2024-03-01 07:00
2024-03-01 08:00
2024-03-01 09:00
2024-03-01 10:00
2024-03-01 11:00
2024-03-01 12:00
2024-03-01 13:00
2024-03-01 14:00
2024-03-01 15:00
2024-03-01 16:00
2024-03-01 17:00
2024-03-01 18:00
2024-03-01 19:00
2024-03-01 20:00
2024-03-01 21:00
2024-03-01 22:00
2024-03-01 23:00
2024-03-02
2024-03-02 01:00
2024-03-02 02:00
2024-03-02 03:00
2024-03-02 04:00
2024-03-02 05:00
2024-03-02 06:00
2024-03-02 07:00
2024-03-02 08:00
2024-03-02 09:00
2024-03-02 10:00
2024-03-02 11:00
2024-03-02 12:00
2024-03-02 13:00
2024-03-02 14:00
2024-03-02 15:00
2024-03-02 16:00
2024-03-02 17:00
2024-03-02 18:00
2024-03-02 19:00
2024-03-02 20:00
2024-03-02 21:00
2024-03-02 22:00
2024-03-02 23:00
2024-03-03
2024-03-03 01:00
2024-03-03 02:00
2024-03-03 03:00
2024-03-03 04:00
2024-03-03 05:00
2024-03-03 06:00
2024-03-03 07:00
2024-03-03 08:00
2024-03-03 09:00
2024-03-03 10:00
2024-03-03 11:00
2024-03-03 12:00
2024-03-03 13:00
2024-03-03 14:00
2024-03-03 15:00
2024-03-03 16:00
2024-03-03 17:00
2024-03-03 18:00
2024-03-03 19:00
2024-03-03 20:00
2024-03-03 21:00
2024-03-03 22:00
2024-03-03 23:00
2024-03-04
2024-03-04 01:00
2024-03-04 02:00
2024-03-04 03:00
2024-03-04 04:00
2024-03-04 05:00
2024-03-04 06:00
2024-03-04 07:00
2024-03-04 08:00
2024-03-04 09:00
2024-03-04 10:00
2024-03-04 11:00
2024-03-04 12:00
2024-03-04 13:00
2024-03-04 14:00
2024-03-04 15:00
2024-03-04 16:00
2024-03-04 17:00
2024-03-04 18:00
2024-03-04 19:00
2024-03-04 20:00
2024-03-04 21:00
2024-03-04 22:00
2024-03-04 23:00
2024-03-05
2024-03-05 01:00
2024-03-05 02:00
2024-03-05 03:00
2024-03-05 04:00
2024-03-05 05:00
2024-03-05 06:00
2024-03-05 07:00
2024-03-05 08:00
2024-03-05 09:00
2024-03-05 10:00
2024-03-05 11:00
2024-03-05 12:00
2024-03-05 13:00
2024-03-05 14:00
2024-03-05 15:00
2024-03-05 16:00
2024-03-05 17:00
2024-03-05 18:00
2024-03-05 19:00
2024-03-05 20:00
2024-03-05 21:00
2024-03-05 22:00
2024-03-05 23:00
2024-03-06
2024-03-06 01:00
2024-03-06 02:00
2024-03-06 03:00
2024-03-06 04:00
2024-03-06 05:00
2024-03-06 06:00
2024-03-06 07:00
2024-03-06 08:00
2024-03-06 09:00
2024-03-06 10:00
2024-03-06 11:00
2024-03-06 12:00
2024-03-06 13:00
2024-03-06 14:00
2024-03-06 15:00
2024-03-06 16:00
2024-03-06 17:00
2024-03-06 18:00
2024-03-06 19:00
2024-03-06 20:00
2024-03-06 21:00
2024-03-06 22:00
2024-03-06 23:00
2024-03-07
2024-03-07 01:00
2024-03-07 02:00
2024-03-07 03:00
2024-03-07 04:00
2024-03-07 05:00
2024-03-07 06:00
2024-03-07 07:00
2024-03-07 08:00
2024-03-07 09:00
2024-03-07 10:00
2024-03-07 11:00
2024-03-07 12:00
2024-03-07 13:00
2024-03-07 14:00
2024-03-07 15:00
2024-03-07 16:00
2024-03-07 17:00
2024-03-07 18:00
2024-03-07 19:00
2024-03-07 20:00
2024-03-07 21:00
2024-03-07 22:00
2024-03-07 23:00
2024-03-08
2024-03-08 01:00
2024-03-08 02:00
2024-03-08 03:00
2024-03-08 04:00
2024-03-08 05:00
2024-03-08 06:00
2024-03-08 07:00
2024-03-08 08:00
2024-03-08 09:00
2024-03-08 10:00
2024-03-08 11:00
2024-03-08 12:00
2024-03-08 13:00
2024-03-08 14:00
2024-03-08 15:00
2024-03-08 16:00
2024-03-08 17:00
2024-03-08 18:00
2024-03-08 19:00
2024-03-08 20:00
2024-03-08 21:00
2024-03-08 22:00
2024-03-08 23:00
2024-03-09
2024-03-09 01:00
2024-03-09 02:00
2024-03-09 03:00
2024-03-09 04:00
2024-03-09 05:00
2024-03-09 06:00
2024-03-09 07:00
2024-03-09 08:00
2024-03-09 09:00
2024-03-09 10:00
2024-03-09 11:00
2024-03-09 12:00
2024-03-09 13:00
2024-03-09 14:00
2024-03-09 15:00
2024-03-09 16:00
2024-03-09 17:00
2024-03-09 18:00
2024-03-09 19:00
2024-03-09 20:00
2024-03-09 21:00
2024-03-09 22:00
2024-03-09 23:00
2024-03-10
2024-03-10 01:00
2024-03-10 02:00
2024-03-10 03:00
2024-03-10 04:00
2024-03-10 05:00
2024-03-10 06:00
2024-03-10 07:00
2024-03-10 08:00
2024-03-10 09:00
2024-03-10 10:00
2024-03-10 11:00
2024-03-10 12:00
2024-03-10 13:00
2024-03-10 14:00
2024-03-10 15:00
2024-03-10 16:00
2024-03-10 17:00
2024-03-10 18:00
2024-03-10 19:00
2024-03-10 20:00
2024-03-10 21:00
2024-03-10 22:00
2024-03-10 23:00
2024-03-11
2024-03-11 01:00
2024-03-11 02:00
2024-03-11 03:00
2024-03-11 04:00
2024-03-11 05:00
2024-03-11 06:00
2024-03-11 07:00
2024-03-11 08:00
2024-03-11 09:00
2024-03-11 10:00
2024-03-11 11:00
2024-03-11 12:00
2024-03-11 13:00
2024-03-11 14:00
2024-03-11 15:00
2024-03-11 16:00
2024-03-11 17:00
2024-03-11 18:00
2024-03-11 19:00
2024-03-11 20:00
2024-03-11 21:00
2024-03-11 22:00
2024-03-11 23:00
2024-03-12
2024-03-12 01:00
2024-03-12 02:00
2024-03-12 03:00
2024-03-12 04:00
2024-03-12 05:00
2024-03-12 06:00
2024-03-12 07:00
2024-03-12 08:00
2024-03-12 09:00
2024-03-12 10:00
2024-03-12 11:00
2024-03-12 12:00
2024-03-12 13:00
2024-03-12 14:00
2024-03-12 15:00
2024-03-12 16:00
2024-03-12 17:00
2024-03-12 18:00
2024-03-12 19:00
2024-03-12 20:00
2024-03-12 21:00
2024-03-12 22:00
2024-03-12 23:00
2024-03-13
2024-03-13 01:00
2024-03-13 02:00
2024-03-13 03:00
2024-03-13 04:00
2024-03-13 05:00
2024-03-13 06:00
2024-03-13 07:00
2024-03-13 08:00
2024-03-13 09:00
2024-03-13 10:00
2024-03-13 11:00
2024-03-13 12:00
2024-03-13 13:00
2024-03-13 14:00
2024-03-13 15:00
2024-03-13 16:00
2024-03-13 17:00
2024-03-13 18:00
2024-03-13 19:00
2024-03-13 20:00
2024-03-13 21:00
2024-03-13 22:00
2024-03-13 23:00
2024-03-14
2024-03-14 01:00
2024-03-14 02:00
2024-03-14 03:00
2024-03-14 04:00
2024-03-14 05:00
2024-03-14 06:00
2024-03-14 07:00
2024-03-14 08:00
2024-03-14 09:00
2024-03-14 10:00
2024-03-14 11:00
2024-03-14 12:00
2024-03-14 13:00
2024-03-14 14:00
2024-03-14 15:00
2024-03-14 16:00
2024-03-14 17:00
2024-03-14 18:00
2024-03-14 19:00
2024-03-14 20:00
2024-03-14 21:00
2024-03-14 22:00
2024-03-14 23:00
2024-03-15
2024-03-15 01:00
2024-03-15 02:00
2024-03-15 03:00
2024-03-15 04:00
2024-03-15 05:00
2024-03-15 06:00
2024-03-15 07:00
2024-03-15 08:00
2024-03-15 09:00
2024-03-15 10:00
2024-03-15 11:00
2024-03-15 12:00
2024-03-15 13:00
2024-03-15 14:00
2024-03-15 15:00
2024-03-15 16:00
2024-03-15 17:00
2024-03-15 18:00
2024-03-15 19:00
2024-03-15 20:00
2024-03-15 21:00
2024-03-15 22:00
2024-03-15 23:00
2024-03-16
2024-03-16 01:00
2024-03-16 02:00
2024-03-16 03:00
2024-03-16 04:00
2024-03-16 05:00
2024-03-16 06:00
2024-03-16 07:00
2024-03-16 08:00
2024-03-16 09:00
2024-03-16 10:00
2024-03-16 11:00
2024-03-16 12:00
2024-03-16 13:00
2024-03-16 14:00
2024-03-16 15:00
2024-03-16 16:00
2024-03-16 17:00
2024-03-16 18:00
2024-03-16 19:00
2024-03-16 20:00
2024-03-16 21:00
2024-03-16 22:00
2024-03-16 23:00
2024-03-17
2024-03-17 01:00
2024-03-17 02:00
2024-03-17 03:00
2024-03-17 04:00
2024-03-17 05:00
2024-03-17 06:00
2024-03-17 07:00
2024-03-17 08:00
2024-03-17 09:00
2024-03-17 10:00
2024-03-17 11:00
2024-03-17 12:00
2024-03-17 13:00
2024-03-17 14:00
2024-03-17 15:00
2024-03-17 16:00
2024-03-17 17:00
2024-03-17 18:00
2024-03-17 19:00
2024-03-17 20:00
2024-03-17 21:00
2024-03-17 22:00
2024-03-17 23:00
2024-03-18
2024-03-18 01:00
2024-03-18 02:00
2024-03-18 03:00
2024-03-18 04:00
2024-03-18 05:00
2024-03-18 06:00
2024-03-18 07:00
2024-03-18 08:00
2024-03-18 09:00
2024-03-18 10:00
2024-03-18 11:00
2024-03-18 12:00
2024-03-18 13:00
2024-03-18 14:00
2024-03-18 15:00
2024-03-18 16:00
2024-03-18 17:00
2024-03-18 18:00
2024-03-18 19:00
2024-03-18 20:00
2024-03-18 21:00
2024-03-18 22:00
2024-03-18 23:00
2024-03-19
2024-03-19 01:00
2024-03-19 02:00
2024-03-19 03:00
2024-03-19 04:00
2024-03-19 05:00
2024-03-19 06:00
2024-03-19 07:00
2024-03-19 08:00
2024-03-19 09:00
2024-03-19 10:00
2024-03-19 11:00
2024-03-19 12:00
2024-03-19 13:00
2024-03-19 14:00
2024-03-19 15:00
2024-03-19 16:00
2024-03-19 17:00
2024-03-19 18:00
2024-03-19 19:00
2024-03-19 20:00
2024-03-19 21:00
2024-03-19 22:00
2024-03-19 23:00
2024-03-20
2024-03-20 01:00
2024-03-20 02:00
2024-03-20 03:00
2024-03-20 04:00
2024-03-20 05:00
2024-03-20 06:00
2024-03-20 07:00
2024-03-20 08:00
2024-03-20 09:00
2024-03-20 10:00
2024-03-20 11:00
2024-03-20 12:00
2024-03-20 13:00
2024-03-20 14:00
2024-03-20 15:00
2024-03-20 16:00
2024-03-20 17:00
2024-03-20 18:00
2024-03-20 19:00
2024-03-20 20:00
2024-03-20 21:00
2024-03-20 22:00
2024-03-20 23:00
2024-03-21
2024-03-21 01:00
2024-03-21 02:00
2024-03-21 03:00
2024-03-21 04:00
2024-03-21 05:00
2024-03-21 06:00
2024-03-21 07:00
2024-03-21 08:00
2024-03-21 09:00
2024-03-21 10:00
2024-03-21 11:00
2024-03-21 12:00
2024-03-21 13:00
2024-03-21 14:00
2024-03-21 15:00
2024-03-21 16:00
2024-03-21 17:00
2024-03-21 18:00
2024-03-21 19:00
2024-03-21 20:00
2024-03-21 21:00
2024-03-21 22:00
2024-03-21 23:00
2024-03-22
2024-03-22 01:00
2024-03-22 02:00
2024-03-22 03:00
2024-03-22 04:00
2024-03-22 05:00
2024-03-22 06:00
2024-03-22 07:00
2024-03-22 08:00
2024-03-22 09:00
2024-03-22 10:00
2024-03-22 11:00
2024-03-22 12:00
2024-03-22 13:00
2024-03-22 14:00
2024-03-22 15:00
2024-03-22 16:00
2024-03-22 17:00
2024-03-22 18:00
2024-03-22 19:00
2024-03-22 20:00
2024-03-22 21:00
2024-03-22 22:00
2024-03-22 23:00
2024-03-23
2024-03-23 01:00
2024-03-23 02:00
2024-03-23 03:00
2024-03-23 04:00
2024-03-23 05:00
2024-03-23 06:00
2024-03-23 07:00
2024-03-23 08:00
2024-03-23 09:00
2024-03-23 10:00
2024-03-23 11:00
2024-03-23 12:00
2024-03-23 13:00
2024-03-23 14:00
2024-03-23 15:00
2024-03-23 16:00
2024-03-23 17:00
2024-03-23 18:00
2024-03-23 19:00
2024-03-23 20:00
2024-03-23 21:00
2024-03-23 22:00
2024-03-23 23:00
2024-03-24
2024-03-24 01:00
2024-03-24 02:00
2024-03-24 03:00
2024-03-24 04:00
2024-03-24 05:00
2024-03-24 06:00
2024-03-24 07:00
2024-03-24 08:00
2024-03-24 09:00
2024-03-24 10:00
2024-03-24 11:00
2024-03-24 12:00
2024-03-24 13:00
2024-03-24 14:00
2024-03-24 15:00
2024-03-24 16:00
2024-03-24 17:00
2024-03-24 18:00
2024-03-24 19:00
2024-03-24 20:00
2024-03-24 21:00
2024-03-24 22:00
2024-03-24 23:00
2024-03-25
2024-03-25 01:00
2024-03-25 02:00
2024-03-25 03:00
2024-03-25 04:00
2024-03-25 05:00
2024-03-25 06:00
2024-03-25 07:00
2024-03-25 08:00
2024-03-25 09:00
2024-03-25 10:00
2024-03-25 11:00
2024-03-25 12:00
2024-03-25 13:00
2024-03-25 14:00
2024-03-25 15:00
2024-03-25 16:00
2024-03-25 17:00
2024-03-25 18:00
2024-03-25 19:00
2024-03-25 20:00
2024-03-25 21:00
2024-03-25 22:00
2024-03-25 23:00
2024-03-26
2024-03-26 01:00
2024-03-26 02:00
2024-03-26 03:00
2024-03-26 04:00
2024-03-26 05:00
2024-03-26 06:00
2024-03-26 07:00
2024-03-26 08:00
2024-03-26 09:00
2024-03-26 10:00
2024-03-26 11:00
2024-03-26 12:00
2024-03-26 13:00
2024-03-26 14:00
2024-03-26 15:00
2024-03-26 16:00
2024-03-26 17:00
2024-03-26 18:00
2024-03-26 19:00
2024-03-26 20:00
2024-03-26 21:00
2024-03-26 22:00
2024-03-26 23:00
2024-03-27
2024-03-27 01:00
2024-03-27 02:00
2024-03-27 03:00
2024-03-27 04:00
2024-03-27 05:00
2024-03-27 06:00
2024-03-27 07:00
2024-03-27 08:00
2024-03-27 09:00
2024-03-27 10:00
2024-03-27 11:00
2024-03-27 12:00
2024-03-27 13:00
2024-03-27 14:00
2024-03-27 15:00
2024-03-27 16:00
2024-03-27 17:00
2024-03-27 18:00
2024-03-27 19:00
2024-03-27 20:00
2024-03-27 21:00
2024-03-27 22:00
2024-03-27 23:00
2024-03-28
2024-03-28 01:00
2024-03-28 02:00
2024-03-28 03:00
2024-03-28 04:00
2024-03-28 05:00
2024-03-28 06:00
2024-03-28 07:00
2024-03-28 08:00
2024-03-28 09:00
2024-03-28 10:00
2024-03-28 11:00
2024-03-28 12:00
2024-03-28 13:00
2024-03-28 14:00
2024-03-28 15:00
2024-03-28 16:00
2024-03-28 17:00
2024-03-28 18:00
2024-03-28 19:00
2024-03-28 20:00
2024-03-28 21:00
2024-03-28 22:00
2024-03-28 23:00
2024-03-29
2024-03-29 01:00
2024-03-29 02:00
2024-03-29 03:00
2024-03-29 04:00
2024-03-29 05:00
2024-03-29 06:00
2024-03-29 07:00
2024-03-29 08:00
2024-03-29 09:00
2024-03-29 10:00
2024-03-29 11:00
2024-03-29 12:00
2024-03-29 13:00
2024-03-29 14:00
2024-03-29 15:00
2024-03-29 16:00
2024-03-29 17:00
2024-03-29 18:00
2024-03-29 19:00
2024-03-29 20:00
2024-03-29 21:00
2024-03-29 22:00
2024-03-29 23:00
2024-03-30
2024-03-30 01:00
2024-03-30 02:00
2024-03-30 03:00
2024-03-30 04:00
2024-03-30 05:00
2024-03-30 06:00
2024-03-30 07:00
2024-03-30 08:00
2024-03-30 09:00
2024-03-30 10:00
2024-03-30 11:00
2024-03-30 12:00
2024-03-30 13:00
2024-03-30 14:00
2024-03-30 15:00
2024-03-30 16:00
2024-03-30 17:00
2024-03-30 18:00
2024-03-30 19:00
2024-03-30 20:00
2024-03-30 21:00
2024-03-30 22:00
2024-03-30 23:00
2024-03-31
2024-03-31 01:00
2024-03-31 02:00
2024-03-31 03:00
2024-03-31 04:00
2024-03-31 05:00
2024-03-31 06:00
2024-03-31 07:00
2024-03-31 08:00
2024-03-31 09:00
2024-03-31 10:00
2024-03-31 11:00
2024-03-31 12:00
2024-03-31 13:00
2024-03-31 14:00
2024-03-31 15:00
2024-03-31 16:00
2024-03-31 17:00
2024-03-31 18:00
2024-03-31 19:00
2024-03-31 20:00
2024-03-31 21:00
2024-03-31 22:00
2024-03-31 23:00
2024-04-01
2024-04-01 01:00
2024-04-01 02:00
2024-04-01 03:00
2024-04-01 04:00
2024-04-01 05:00
2024-04-01 06:00
2024-04-01 07:00
2024-04-01 08:00
2024-04-01 09:00
2024-04-01 10:00
2024-04-01 11:00
2024-04-01 12:00
2024-04-01 13:00
2024-04-01 14:00
2024-04-01 15:00
2024-04-01 16:00
2024-04-01 17:00
2024-04-01 18:00
2024-04-01 19:00
2024-04-01 20:00
2024-04-01 21:00
2024-04-01 22:00
2024-04-01 23:00
2024-04-02
2024-04-02 01:00
2024-04-02 02:00
2024-04-02 03:00
2024-04-02 04:00
2024-04-02 05:00
2024-04-02 06:00
2024-04-02 07:00
2024-04-02 08:00
2024-04-02 09:00
2024-04-02 10:00
2024-04-02 11:00
2024-04-02 12:00
2024-04-02 13:00
2024-04-02 14:00
2024-04-02 15:00
2024-04-02 16:00
2024-04-02 17:00
2024-04-02 18:00
2024-04-02 19:00
2024-04-02 20:00
2024-04-02 21:00
2024-04-02 22:00
2024-04-02 23:00
2024-04-03
2024-04-03 01:00
2024-04-03 02:00
2024-04-03 03:00
2024-04-03 04:00
2024-04-03 05:00
2024-04-03 06:00
2024-04-03 07:00
2024-04-03 08:00
2024-04-03 09:00
2024-04-03 10:00
2024-04-03 11:00
2024-04-03 12:00
2024-04-03 13:00
2024-04-03 14:00
2024-04-03 15:00
2024-04-03 16:00
2024-04-03 17:00
2024-04-03 18:00
2024-04-03 19:00
2024-04-03 20:00
2024-04-03 21:00
2024-04-03 22:00
2024-04-03 23:00
2024-04-04
2024-04-04 01:00
2024-04-04 02:00
2024-04-04 03:00
2024-04-04 04:00
2024-04-04 05:00
2024-04-04 06:00
2024-04-04 07:00
2024-04-04 08:00
2024-04-04 09:00
2024-04-04 10:00
2024-04-04 11:00
2024-04-04 12:00
2024-04-04 13:00
2024-04-04 14:00
2024-04-04 15:00
2024-04-04 16:00
2024-04-04 17:00
2024-04-04 18:00
2024-04-04 19:00
2024-04-04 20:00
2024-04-04 21:00
2024-04-04 22:00
2024-04-04 23:00
2024-04-05
2024-04-05 01:00
2024-04-05 02:00
2024-04-05 03:00
2024-04-05 04:00
2024-04-05 05:00
2024-04-05 06:00
2024-04-05 07:00
2024-04-05 08:00
2024-04-05 09:00
2024-04-05 10:00
2024-04-05 11:00
2024-04-05 12:00
2024-04-05 13:00
2024-04-05 14:00
2024-04-05 15:00
2024-04-05 16:00
2024-04-05 17:00
2024-04-05 18:00
2024-04-05 19:00
2024-04-05 20:00
2024-04-05 21:00
2024-04-05 22:00
2024-04-05 23:00
2024-04-06
2024-04-06 01:00
2024-04-06 02:00
2024-04-06 03:00
2024-04-06 04:00
2024-04-06 05:00
2024-04-06 06:00
2024-04-06 07:00
2024-04-06 08:00
2024-04-06 09:00
2024-04-06 10:00
2024-04-06 11:00
2024-04-06 12:00
2024-04-06 13:00
2024-04-06 14:00
2024-04-06 15:00
2024-04-06 16:00
2024-04-06 17:00
2024-04-06 18:00
2024-04-06 19:00
2024-04-06 20:00
2024-04-06 21:00
2024-04-06 22:00
2024-04-06 23:00
2024-04-07
2024-04-07 01:00
2024-04-07 02:00
2024-04-07 03:00
2024-04-07 04:00
2024-04-07 05:00
2024-04-07 06:00
2024-04-07 07:00
2024-04-07 08:00
2024-04-07 09:00
2024-04-07 10:00
2024-04-07 11:00
2024-04-07 12:00
2024-04-07 13:00
2024-04-07 14:00
2024-04-07 15:00
2024-04-07 16:00
2024-04-07 17:00
2024-04-07 18:00
2024-04-07 19:00
2024-04-07 20:00
2024-04-07 21:00
2024-04-07 22:00
2024-04-07 23:00
2024-04-08
2024-04-08 01:00
2024-04-08 02:00
2024-04-08 03:00
2024-04-08 04:00
2024-04-08 05:00
2024-04-08 06:00
2024-04-08 07:00
2024-04-08 08:00
2024-04-08 09:00
2024-04-08 10:00
2024-04-08 11:00
2024-04-08 12:00
2024-04-08 13:00
2024-04-08 14:00
2024-04-08 15:00
2024-04-08 16:00
2024-04-08 17:00
2024-04-08 18:00
2024-04-08 19:00
2024-04-08 20:00
2024-04-08 21:00
2024-04-08 22:00
2024-04-08 23:00
2024-04-09
2024-04-09 01:00
2024-04-09 02:00
2024-04-09 03:00
2024-04-09 04:00
2024-04-09 05:00
2024-04-09 06:00
2024-04-09 07:00
2024-04-09 08:00
2024-04-09 09:00
2024-04-09 10:00
2024-04-09 11:00
2024-04-09 12:00
2024-04-09 13:00
2024-04-09 14:00
2024-04-09 15:00
2024-04-09 16:00
2024-04-09 17:00
2024-04-09 18:00
2024-04-09 19:00
2024-04-09 20:00
2024-04-09 21:00
2024-04-09 22:00
2024-04-09 23:00
2024-04-10
2024-04-10 01:00
2024-04-10 02:00
2024-04-10 03:00
2024-04-10 04:00
2024-04-10 05:00
2024-04-10 06:00
2024-04-10 07:00
2024-04-10 08:00
2024-04-10 09:00
2024-04-10 10:00
2024-04-10 11:00
2024-04-10 12:00
2024-04-10 13:00
2024-04-10 14:00
2024-04-10 15:00
2024-04-10 16:00
2024-04-10 17:00
2024-04-10 18:00
2024-04-10 19:00
2024-04-10 20:00
2024-04-10 21:00
2024-04-10 22:00
2024-04-10 23:00
2024-04-11
2024-04-11 01:00
2024-04-11 02:00
2024-04-11 03:00
2024-04-11 04:00
2024-04-11 05:00
2024-04-11 06:00
2024-04-11 07:00
2024-04-11 08:00
2024-04-11 09:00
2024-04-11 10:00
2024-04-11 11:00
2024-04-11 12:00
2024-04-11 13:00
2024-04-11 14:00
2024-04-11 15:00
2024-04-11 16:00
2024-04-11 17:00
2024-04-11 18:00
2024-04-11 19:00
2024-04-11 20:00
2024-04-11 21:00
2024-04-11 22:00
2024-04-11 23:00
2024-04-12
2024-04-12 01:00
2024-04-12 02:00
2024-04-12 03:00
2024-04-12 04:00
2024-04-12 05:00
2024-04-12 06:00
2024-04-12 07:00
2024-04-12 08:00
2024-04-12 09:00
2024-04-12 10:00
2024-04-12 11:00
2024-04-12 12:00
2024-04-12 13:00
2024-04-12 14:00
2024-04-12 15:00
2024-04-12 16:00
2024-04-12 17:00
2024-04-12 18:00
2024-04-12 19:00
2024-04-12 20:00
2024-04-12 21:00
2024-04-12 22:00
2024-04-12 23:00
2024-04-13
2024-04-13 01:00
2024-04-13 02:00
2024-04-13 03:00
2024-04-13 04:00
2024-04-13 05:00
2024-04-13 06:00
2024-04-13 07:00
2024-04-13 08:00
2024-04-13 09:00
2024-04-13 10:00
2024-04-13 11:00
2024-04-13 12:00
2024-04-13 13:00
2024-04-13 14:00
2024-04-13 15:00
2024-04-13 16:00
2024-04-13 17:00
2024-04-13 18:00
2024-04-13 19:00
2024-04-13 20:00
2024-04-13 21:00
2024-04-13 22:00
2024-04-13 23:00
2024-04-14
2024-04-14 01:00
2024-04-14 02:00
2024-04-14 03:00
2024-04-14 04:00
2024-04-14 05:00
2024-04-14 06:00
2024-04-14 07:00
2024-04-14 08:00
2024-04-14 09:00
2024-04-14 10:00
2024-04-14 11:00
2024-04-14 12:00
2024-04-14 13:00
2024-04-14 14:00
2024-04-14 15:00
2024-04-14 16:00
2024-04-14 17:00
2024-04-14 18:00
2024-04-14 19:00
2024-04-14 20:00
2024-04-14 21:00
2024-04-14 22:00
2024-04-14 23:00
2024-04-15
2024-04-15 01:00
2024-04-15 02:00
2024-04-15 03:00
2024-04-15 04:00
2024-04-15 05:00
2024-04-15 06:00
2024-04-15 07:00
2024-04-15 08:00
2024-04-15 09:00
2024-04-15 10:00
2024-04-15 11:00
2024-04-15 12:00
2024-04-15 13:00
2024-04-15 14:00
2024-04-15 15:00
2024-04-15 16:00
2024-04-15 17:00
2024-04-15 18:00
2024-04-15 19:00
2024-04-15 20:00
2024-04-15 21:00
2024-04-15 22:00
2024-04-15 23:00
2024-04-16
2024-04-16 01:00
2024-04-16 02:00
2024-04-16 03:00
2024-04-16 04:00
2024-04-16 05:00
2024-04-16 06:00
2024-04-16 07:00
2024-04-16 08:00
2024-04-16 09:00
2024-04-16 10:00
2024-04-16 11:00
2024-04-16 12:00
2024-04-16 13:00
2024-04-16 14:00
2024-04-16 15:00
2024-04-16 16:00
2024-04-16 17:00
2024-04-16 18:00
2024-04-16 19:00
2024-04-16 20:00
2024-04-16 21:00
2024-04-16 22:00
2024-04-16 23:00
2024-04-17
2024-04-17 01:00
2024-04-17 02:00
2024-04-17 03:00
2024-04-17 04:00
2024-04-17 05:00
2024-04-17 06:00
2024-04-17 07:00
2024-04-17 08:00
2024-04-17 09:00
2024-04-17 10:00
2024-04-17 11:00
2024-04-17 12:00
2024-04-17 13:00
2024-04-17 14:00
2024-04-17 15:00
2024-04-17 16:00
2024-04-17 17:00
2024-04-17 18:00
2024-04-17 19:00
2024-04-17 20:00
2024-04-17 21:00
2024-04-17 22:00
2024-04-17 23:00
2024-04-18
2024-04-18 01:00
2024-04-18 02:00
2024-04-18 03:00
2024-04-18 04:00
2024-04-18 05:00
2024-04-18 06:00
2024-04-18 07:00
2024-04-18 08:00
2024-04-18 09:00
2024-04-18 10:00
2024-04-18 11:00
2024-04-18 12:00
2024-04-18 13:00
2024-04-18 14:00
2024-04-18 15:00
2024-04-18 16:00
2024-04-18 17:00
2024-04-18 18:00
2024-04-18 19:00
2024-04-18 20:00
2024-04-18 21:00
2024-04-18 22:00
2024-04-18 23:00
2024-04-19
2024-04-19 01:00
2024-04-19 02:00
2024-04-19 03:00
2024-04-19 04:00
2024-04-19 05:00
2024-04-19 06:00
2024-04-19 07:00
2024-04-19 08:00
2024-04-19 09:00
2024-04-19 10:00
2024-04-19 11:00
2024-04-19 12:00
2024-04-19 13:00
2024-04-19 14:00
2024-04-19 15:00
2024-04-19 16:00
2024-04-19 17:00
2024-04-19 18:00
2024-04-19 19:00
2024-04-19 20:00
2024-04-19 21:00
2024-04-19 22:00
2024-04-19 23:00
2024-04-20
2024-04-20 01:00
2024-04-20 02:00
2024-04-20 03:00
2024-04-20 04:00
2024-04-20 05:00
2024-04-20 06:00
2024-04-20 07:00
2024-04-20 08:00
2024-04-20 09:00
2024-04-20 10:00
2024-04-20 11:00
2024-04-20 12:00
2024-04-20 13:00
2024-04-20 14:00
2024-04-20 15:00
2024-04-20 16:00
2024-04-20 17:00
2024-04-20 18:00
2024-04-20 19:00
2024-04-20 20:00
2024-04-20 21:00
2024-04-20 22:00
2024-04-20 23:00
2024-04-21
2024-04-21 01:00
2024-04-21 02:00
2024-04-21 03:00
2024-04-21 04:00
2024-04-21 05:00
2024-04-21 06:00
2024-04-21 07:00
2024-04-21 08:00
2024-04-21 09:00
2024-04-21 10:00
2024-04-21 11:00
2024-04-21 12:00
2024-04-21 13:00
2024-04-21 14:00
2024-04-21 15:00
2024-04-21 16:00
2024-04-21 17:00
2024-04-21 18:00
2024-04-21 19:00
2024-04-21 20:00
2024-04-21 21:00
2024-04-21 22:00
2024-04-21 23:00
2024-04-22
2024-04-22 01:00
2024-04-22 02:00
2024-04-22 03:00
2024-04-22 04:00
2024-04-22 05:00
2024-04-22 06:00
2024-04-22 07:00
2024-04-22 08:00
2024-04-22 09:00
2024-04-22 10:00
2024-04-22 11:00
2024-04-22 12:00
2024-04-22 13:00
2024-04-22 14:00
2024-04-22 15:00
2024-04-22 16:00
2024-04-22 17:00
2024-04-22 18:00
2024-04-22 19:00
2024-04-22 20:00
2024-04-22 21:00
2024-04-22 22:00
2024-04-22 23:00
2024-04-23
2024-04-23 01:00
2024-04-23 02:00
2024-04-23 03:00
2024-04-23 04:00
2024-04-23 05:00
2024-04-23 06:00
2024-04-23 07:00
2024-04-23 08:00
2024-04-23 09:00
2024-04-23 10:00
2024-04-23 11:00
2024-04-23 12:00
2024-04-23 13:00
2024-04-23 14:00
2024-04-23 15:00
2024-04-23 16:00
2024-04-23 17:00
2024-04-23 18:00
2024-04-23 19:00
2024-04-23 20:00
2024-04-23 21:00
2024-04-23 22:00
2024-04-23 23:00
2024-04-24
2024-04-24 01:00
2024-04-24 02:00
2024-04-24 03:00
2024-04-24 04:00
2024-04-24 05:00
2024-04-24 06:00
2024-04-24 07:00
2024-04-24 08:00
2024-04-24 09:00
2024-04-24 10:00
2024-04-24 11:00
2024-04-24 12:00
2024-04-24 13:00
2024-04-24 14:00
2024-04-24 15:00
2024-04-24 16:00
2024-04-24 17:00
2024-04-24 18:00
2024-04-24 19:00
2024-04-24 20:00
2024-04-24 21:00
2024-04-24 22:00
2024-04-24 23:00
2024-04-25
2024-04-25 01:00
2024-04-25 02:00
2024-04-25 03:00
2024-04-25 04:00
2024-04-25 05:00
2024-04-25 06:00
2024-04-25 07:00
2024-04-25 08:00
2024-04-25 09:00
2024-04-25 10:00
2024-04-25 11:00
2024-04-25 12:00
2024-04-25 13:00
2024-04-25 14:00
2024-04-25 15:00
2024-04-25 16:00
2024-04-25 17:00
2024-04-25 18:00
2024-04-25 19:00
2024-04-25 20:00
2024-04-25 21:00
2024-04-25 22:00
2024-04-25 23:00
2024-04-26
2024-04-26 01:00
2024-04-26 02:00
2024-04-26 03:00
2024-04-26 04:00
2024-04-26 05:00
2024-04-26 06:00
2024-04-26 07:00
2024-04-26 08:00
2024-04-26 09:00
2024-04-26 10:00
2024-04-26 11:00
2024-04-26 12:00
2024-04-26 13:00
2024-04-26 14:00
2024-04-26 15:00
2024-04-26 16:00
2024-04-26 17:00
2024-04-26 18:00
2024-04-26 19:00
2024-04-26 20:00
2024-04-26 21:00
2024-04-26 22:00
2024-04-26 23:00
2024-04-27
2024-04-27 01:00
2024-04-27 02:00
2024-04-27 03:00
2024-04-27 04:00
2024-04-27 05:00
2024-04-27 06:00
2024-04-27 07:00
2024-04-27 08:00
2024-04-27 09:00
2024-04-27 10:00
2024-04-27 11:00
2024-04-27 12:00
2024-04-27 13:00
2024-04-27 14:00
2024-04-27 15:00
2024-04-27 16:00
2024-04-27 17:00
2024-04-27 18:00
2024-04-27 19:00
2024-04-27 20:00
2024-04-27 21:00
2024-04-27 22:00
2024-04-27 23:00
2024-04-28
2024-04-28 01:00
2024-04-28 02:00
2024-04-28 03:00
2024-04-28 04:00
2024-04-28 05:00
2024-04-28 06:00
2024-04-28 07:00
2024-04-28 08:00
2024-04-28 09:00
2024-04-28 10:00
2024-04-28 11:00
2024-04-28 12:00
2024-04-28 13:00
2024-04-28 14:00
2024-04-28 15:00
2024-04-28 16:00
2024-04-28 17:00
2024-04-28 18:00
2024-04-28 19:00
2024-04-28 20:00
2024-04-28 21:00
2024-04-28 22:00
2024-04-28 23:00
2024-04-29
2024-04-29 01:00
2024-04-29 02:00
2024-04-29 03:00
2024-04-29 04:00
2024-04-29 05:00
2024-04-29 06:00
2024-04-29 07:00
2024-04-29 08:00
2024-04-29 09:00
2024-04-29 10:00
2024-04-29 11:00
2024-04-29 12:00
2024-04-29 13:00
2024-04-29 14:00
2024-04-29 15:00
2024-04-29 16:00
2024-04-29 17:00
2024-04-29 18:00
2024-04-29 19:00
2024-04-29 20:00
2024-04-29 21:00
2024-04-29 22:00
2024-04-29 23:00
2024-04-30
2024-04-30 01:00
2024-04-30 02:00
2024-04-30 03:00
2024-04-30 04:00
2024-04-30 05:00
2024-04-30 06:00
2024-04-30 07:00
2024-04-30 08:00
2024-04-30 09:00
2024-04-30 10:00
2024-04-30 11:00
2024-04-30 12:00
2024-04-30 13:00
2024-04-30 14:00
2024-04-30 15:00
2024-04-30 16:00
2024-04-30 17:00
2024-04-30 18:00
2024-04-30 19:00
2024-04-30 20:00
2024-04-30 21:00
2024-04-30 22:00
2024-04-30 23:00
2024-05-01
2024-05-01 01:00
2024-05-01 02:00
2024-05-01 03:00
2024-05-01 04:00
2024-05-01 05:00
2024-05-01 06:00
2024-05-01 07:00
2024-05-01 08:00
2024-05-01 09:00
2024-05-01 10:00
2024-05-01 11:00
2024-05-01 12:00
2024-05-01 13:00
2024-05-01 14:00
2024-05-01 15:00
2024-05-01 16:00
2024-05-01 17:00
2024-05-01 18:00
2024-05-01 19:00
2024-05-01 20:00
2024-05-01 21:00
2024-05-01 22:00
2024-05-01 23:00
2024-05-02
2024-05-02 01:00
2024-05-02 02:00
2024-05-02 03:00
2024-05-02 04:00
2024-05-02 05:00
2024-05-02 06:00
2024-05-02 07:00
2024-05-02 08:00
2024-05-02 09:00
2024-05-02 10:00
2024-05-02 11:00
2024-05-02 12:00
2024-05-02 13:00
2024-05-02 14:00
2024-05-02 15:00
2024-05-02 16:00
2024-05-02 17:00
2024-05-02 18:00
2024-05-02 19:00
2024-05-02 20:00
2024-05-02 21:00
2024-05-02 22:00
2024-05-02 23:00
2024-05-03
2024-05-03 01:00
2024-05-03 02:00
2024-05-03 03:00
2024-05-03 04:00
2024-05-03 05:00
2024-05-03 06:00
2024-05-03 07:00
2024-05-03 08:00
2024-05-03 09:00
2024-05-03 10:00
2024-05-03 11:00
2024-05-03 12:00
2024-05-03 13:00
2024-05-03 14:00
2024-05-03 15:00
2024-05-03 16:00
2024-05-03 17:00
2024-05-03 18:00
2024-05-03 19:00
2024-05-03 20:00
2024-05-03 21:00
2024-05-03 22:00
2024-05-03 23:00
2024-05-04
2024-05-04 01:00
2024-05-04 02:00
2024-05-04 03:00
2024-05-04 04:00
2024-05-04 05:00
2024-05-04 06:00
2024-05-04 07:00
2024-05-04 08:00
2024-05-04 09:00
2024-05-04 10:00
2024-05-04 11:00
2024-05-04 12:00
2024-05-04 13:00
2024-05-04 14:00
2024-05-04 15:00
2024-05-04 16:00
2024-05-04 17:00
2024-05-04 18:00
2024-05-04 19:00
2024-05-04 20:00
2024-05-04 21:00
2024-05-04 22:00
2024-05-04 23:00
2024-05-05
2024-05-05 01:00
2024-05-05 02:00
2024-05-05 03:00
2024-05-05 04:00
2024-05-05 05:00
2024-05-05 06:00
2024-05-05 07:00
2024-05-05 08:00
2024-05-05 09:00
2024-05-05 10:00
2024-05-05 11:00
2024-05-05 12:00
2024-05-05 13:00
2024-05-05 14:00
2024-05-05 15:00
2024-05-05 16:00
2024-05-05 17:00
2024-05-05 18:00
2024-05-05 19:00
2024-05-05 20:00
2024-05-05 21:00
2024-05-05 22:00
2024-05-05 23:00
2024-05-06
2024-05-06 01:00
2024-05-06 02:00
2024-05-06 03:00
2024-05-06 04:00
2024-05-06 05:00
2024-05-06 06:00
2024-05-06 07:00
2024-05-06 08:00
2024-05-06 09:00
2024-05-06 10:00
2024-05-06 11:00
2024-05-06 12:00
2024-05-06 13:00
2024-05-06 14:00
2024-05-06 15:00
2024-05-06 16:00
2024-05-06 17:00
2024-05-06 18:00
2024-05-06 19:00
2024-05-06 20:00
2024-05-06 21:00
2024-05-06 22:00
2024-05-06 23:00
2024-05-07
2024-05-07 01:00
2024-05-07 02:00
2024-05-07 03:00
2024-05-07 04:00
2024-05-07 05:00
2024-05-07 06:00
2024-05-07 07:00
2024-05-07 08:00
2024-05-07 09:00
2024-05-07 10:00
2024-05-07 11:00
2024-05-07 12:00
2024-05-07 13:00
2024-05-07 14:00
2024-05-07 15:00
2024-05-07 16:00
2024-05-07 17:00
2024-05-07 18:00
2024-05-07 19:00
2024-05-07 20:00
2024-05-07 21:00
2024-05-07 22:00
2024-05-07 23:00
2024-05-08
2024-05-08 01:00
2024-05-08 02:00
2024-05-08 03:00
2024-05-08 04:00
2024-05-08 05:00
2024-05-08 06:00
2024-05-08 07:00
2024-05-08 08:00
2024-05-08 09:00
2024-05-08 10:00
2024-05-08 11:00
2024-05-08 12:00
2024-05-08 13:00
2024-05-08 14:00
2024-05-08 15:00
2024-05-08 16:00
2024-05-08 17:00
2024-05-08 18:00
2024-05-08 19:00
2024-05-08 20:00
2024-05-08 21:00
2024-05-08 22:00
2024-05-08 23:00
2024-05-09
2024-05-09 01:00
2024-05-09 02:00
2024-05-09 03:00
2024-05-09 04:00
2024-05-09 05:00
2024-05-09 06:00
2024-05-09 07:00
2024-05-09 08:00
2024-05-09 09:00
2024-05-09 10:00
2024-05-09 11:00
2024-05-09 12:00
2024-05-09 13:00
2024-05-09 14:00
2024-05-09 15:00
2024-05-09 16:00
2024-05-09 17:00
2024-05-09 18:00
2024-05-09 19:00
2024-05-09 20:00
2024-05-09 21:00
2024-05-09 22:00
2024-05-09 23:00
2024-05-10
2024-05-10 01:00
2024-05-10 02:00
2024-05-10 03:00
2024-05-10 04:00
2024-05-10 05:00
2024-05-10 06:00
2024-05-10 07:00
2024-05-10 08:00
2024-05-10 09:00
2024-05-10 10:00
2024-05-10 11:00
2024-05-10 12:00
2024-05-10 13:00
2024-05-10 14:00
2024-05-10 15:00
2024-05-10 16:00
2024-05-10 17:00
2024-05-10 18:00
2024-05-10 19:00
2024-05-10 20:00
2024-05-10 21:00
2024-05-10 22:00
2024-05-10 23:00
2024-05-11
2024-05-11 01:00
2024-05-11 02:00
2024-05-11 03:00
2024-05-11 04:00
2024-05-11 05:00
2024-05-11 06:00
2024-05-11 07:00
2024-05-11 08:00
2024-05-11 09:00
2024-05-11 10:00
2024-05-11 11:00
2024-05-11 12:00
2024-05-11 13:00
2024-05-11 14:00
2024-05-11 15:00
2024-05-11 16:00
2024-05-11 17:00
2024-05-11 18:00
2024-05-11 19:00
2024-05-11 20:00
2024-05-11 21:00
2024-05-11 22:00
2024-05-11 23:00
2024-05-12
2024-05-12 01:00
2024-05-12 02:00
2024-05-12 03:00
2024-05-12 04:00
2024-05-12 05:00
2024-05-12 06:00
2024-05-12 07:00
2024-05-12 08:00
2024-05-12 09:00
2024-05-12 10:00
2024-05-12 11:00
2024-05-12 12:00
2024-05-12 13:00
2024-05-12 14:00
2024-05-12 15:00
2024-05-12 16:00
2024-05-12 17:00
2024-05-12 18:00
2024-05-12 19:00
2024-05-12 20:00
2024-05-12 21:00
2024-05-12 22:00
2024-05-12 23:00
2024-05-13
2024-05-13 01:00
2024-05-13 02:00
2024-05-13 03:00
2024-05-13 04:00
2024-05-13 05:00
2024-05-13 06:00
2024-05-13 07:00
2024-05-13 08:00
2024-05-13 09:00
2024-05-13 10:00
2024-05-13 11:00
2024-05-13 12:00
2024-05-13 13:00
2024-05-13 14:00
2024-05-13 15:00
2024-05-13 16:00
2024-05-13 17:00
2024-05-13 18:00
2024-05-13 19:00
2024-05-13 20:00
2024-05-13 21:00
2024-05-13 22:00
2024-05-13 23:00
2024-05-14
2024-05-14 01:00
2024-05-14 02:00
2024-05-14 03:00
2024-05-14 04:00
2024-05-14 05:00
2024-05-14 06:00
2024-05-14 07:00
2024-05-14 08:00
2024-05-14 09:00
2024-05-14 10:00
2024-05-14 11:00
2024-05-14 12:00
2024-05-14 13:00
2024-05-14 14:00
2024-05-14 15:00
2024-05-14 16:00
2024-05-14 17:00
2024-05-14 18:00
2024-05-14 19:00
2024-05-14 20:00
2024-05-14 21:00
2024-05-14 22:00
2024-05-14 23:00
2024-05-15
2024-05-15 01:00
2024-05-15 02:00
2024-05-15 03:00
2024-05-15 04:00
2024-05-15 05:00
2024-05-15 06:00
2024-05-15 07:00
2024-05-15 08:00
2024-05-15 09:00
2024-05-15 10:00
2024-05-15 11:00
2024-05-15 12:00
2024-05-15 13:00
2024-05-15 14:00
2024-05-15 15:00
2024-05-15 16:00
2024-05-15 17:00
2024-05-15 18:00
2024-05-15 19:00
2024-05-15 20:00
2024-05-15 21:00
2024-05-15 22:00
2024-05-15 23:00
2024-05-16
2024-05-16 01:00
2024-05-16 02:00
2024-05-16 03:00
2024-05-16 04:00
2024-05-16 05:00
2024-05-16 06:00
2024-05-16 07:00
2024-05-16 08:00
2024-05-16 09:00
2024-05-16 10:00
2024-05-16 11:00
2024-05-16 12:00
2024-05-16 13:00
2024-05-16 14:00
2024-05-16 15:00
2024-05-16 16:00
2024-05-16 17:00
2024-05-16 18:00
2024-05-16 19:00
2024-05-16 20:00
2024-05-16 21:00
2024-05-16 22:00
2024-05-16 23:00
2024-05-17
2024-05-17 01:00
2024-05-17 02:00
2024-05-17 03:00
2024-05-17 04:00
2024-05-17 05:00
2024-05-17 06:00
2024-05-17 07:00
2024-05-17 08:00
2024-05-17 09:00
2024-05-17 10:00
2024-05-17 11:00
2024-05-17 12:00
2024-05-17 13:00
2024-05-17 14:00
2024-05-17 15:00
2024-05-17 16:00
2024-05-17 17:00
2024-05-17 18:00
2024-05-17 19:00
2024-05-17 20:00
2024-05-17 21:00
2024-05-17 22:00
2024-05-17 23:00
2024-05-18
2024-05-18 01:00
2024-05-18 02:00
2024-05-18 03:00
2024-05-18 04:00
2024-05-18 05:00
2024-05-18 06:00
2024-05-18 07:00
2024-05-18 08:00
2024-05-18 09:00
2024-05-18 10:00
2024-05-18 11:00
2024-05-18 12:00
2024-05-18 13:00
2024-05-18 14:00
2024-05-18 15:00
2024-05-18 16:00
2024-05-18 17:00
2024-05-18 18:00
2024-05-18 19:00
2024-05-18 20:00
2024-05-18 21:00
2024-05-18 22:00
2024-05-18 23:00
2024-05-19
2024-05-19 01:00
2024-05-19 02:00
2024-05-19 03:00
2024-05-19 04:00
2024-05-19 05:00
2024-05-19 06:00
2024-05-19 07:00
2024-05-19 08:00
2024-05-19 09:00
2024-05-19 10:00
2024-05-19 11:00
2024-05-19 12:00
2024-05-19 13:00
2024-05-19 14:00
2024-05-19 15:00
2024-05-19 16:00
2024-05-19 17:00
2024-05-19 18:00
2024-05-19 19:00
2024-05-19 20:00
2024-05-19 21:00
2024-05-19 22:00
2024-05-19 23:00
2024-05-20
2024-05-20 01:00
2024-05-20 02:00
2024-05-20 03:00
2024-05-20 04:00
2024-05-20 05:00
2024-05-20 06:00
2024-05-20 07:00
2024-05-20 08:00
2024-05-20 09:00
2024-05-20 10:00
2024-05-20 11:00
2024-05-20 12:00
2024-05-20 13:00
2024-05-20 14:00
2024-05-20 15:00
2024-05-20 16:00
2024-05-20 17:00
2024-05-20 18:00
2024-05-20 19:00
2024-05-20 20:00
2024-05-20 21:00
2024-05-20 22:00
2024-05-20 23:00
2024-05-21
2024-05-21 01:00
2024-05-21 02:00
2024-05-21 03:00
2024-05-21 04:00
2024-05-21 05:00
2024-05-21 06:00
2024-05-21 07:00
2024-05-21 08:00
2024-05-21 09:00
2024-05-21 10:00
2024-05-21 11:00
2024-05-21 12:00
2024-05-21 13:00
2024-05-21 14:00
2024-05-21 15:00
2024-05-21 16:00
2024-05-21 17:00
2024-05-21 18:00
2024-05-21 19:00
2024-05-21 20:00
2024-05-21 21:00
2024-05-21 22:00
2024-05-21 23:00
2024-05-22
2024-05-22 01:00
2024-05-22 02:00
2024-05-22 03:00
2024-05-22 04:00
2024-05-22 05:00
2024-05-22 06:00
2024-05-22 07:00
2024-05-22 08:00
2024-05-22 09:00
2024-05-22 10:00
2024-05-22 11:00
2024-05-22 12:00
2024-05-22 13:00
2024-05-22 14:00
2024-05-22 15:00
2024-05-22 16:00
2024-05-22 17:00
2024-05-22 18:00
2024-05-22 19:00
2024-05-22 20:00
2024-05-22 21:00
2024-05-22 22:00
2024-05-22 23:00
2024-05-23
2024-05-23 01:00
2024-05-23 02:00
2024-05-23 03:00
2024-05-23 04:00
2024-05-23 05:00
2024-05-23 06:00
2024-05-23 07:00
2024-05-23 08:00
2024-05-23 09:00
2024-05-23 10:00
2024-05-23 11:00
2024-05-23 12:00
2024-05-23 13:00
2024-05-23 14:00
2024-05-23 15:00
2024-05-23 16:00
2024-05-23 17:00
2024-05-23 18:00
2024-05-23 19:00
2024-05-23 20:00
2024-05-23 21:00
2024-05-23 22:00
2024-05-23 23:00
2024-05-24
2024-05-24 01:00
2024-05-24 02:00
2024-05-24 03:00
2024-05-24 04:00
2024-05-24 05:00
2024-05-24 06:00
2024-05-24 07:00
2024-05-24 08:00
2024-05-24 09:00
2024-05-24 10:00
2024-05-24 11:00
2024-05-24 12:00
2024-05-24 13:00
2024-05-24 14:00
2024-05-24 15:00
2024-05-24 16:00
2024-05-24 17:00
2024-05-24 18:00
2024-05-24 19:00
2024-05-24 20:00
2024-05-24 21:00
2024-05-24 22:00
2024-05-24 23:00
2024-05-25
2024-05-25 01:00
2024-05-25 02:00
2024-05-25 03:00
2024-05-25 04:00
2024-05-25 05:00
2024-05-25 06:00
2024-05-25 07:00
2024-05-25 08:00
2024-05-25 09:00
2024-05-25 10:00
2024-05-25 11:00
2024-05-25 12:00
2024-05-25 13:00
2024-05-25 14:00
2024-05-25 15:00
2024-05-25 16:00
2024-05-25 17:00
2024-05-25 18:00
2024-05-25 19:00
2024-05-25 20:00
2024-05-25 21:00
2024-05-25 22:00
2024-05-25 23:00
2024-05-26
2024-05-26 01:00
2024-05-26 02:00
2024-05-26 03:00
2024-05-26 04:00
2024-05-26 05:00
2024-05-26 06:00
2024-05-26 07:00
2024-05-26 08:00
2024-05-26 09:00
2024-05-26 10:00
2024-05-26 11:00
2024-05-26 12:00
2024-05-26 13:00
2024-05-26 14:00
2024-05-26 15:00
2024-05-26 16:00
2024-05-26 17:00
2024-05-26 18:00
2024-05-26 19:00
2024-05-26 20:00
2024-05-26 21:00
2024-05-26 22:00
2024-05-26 23:00
2024-05-27
2024-05-27 01:00
2024-05-27 02:00
2024-05-27 03:00
2024-05-27 04:00
2024-05-27 05:00
2024-05-27 06:00
2024-05-27 07:00
2024-05-27 08:00
2024-05-27 09:00
2024-05-27 10:00
2024-05-27 11:00
2024-05-27 12:00
2024-05-27 13:00
2024-05-27 14:00
2024-05-27 15:00
2024-05-27 16:00
2024-05-27 17:00
2024-05-27 18:00
2024-05-27 19:00
2024-05-27 20:00
2024-05-27 21:00
2024-05-27 22:00
2024-05-27 23:00
2024-05-28
2024-05-28 01:00
2024-05-28 02:00
2024-05-28 03:00
2024-05-28 04:00
2024-05-28 05:00
2024-05-28 06:00
2024-05-28 07:00
2024-05-28 08:00
2024-05-28 09:00
2024-05-28 10:00
2024-05-28 11:00
2024-05-28 12:00
2024-05-28 13:00
2024-05-28 14:00
2024-05-28 15:00
2024-05-28 16:00
2024-05-28 17:00
2024-05-28 18:00
2024-05-28 19:00
2024-05-28 20:00
2024-05-28 21:00
2024-05-28 22:00
2024-05-28 23:00
2024-05-29
2024-05-29 01:00
2024-05-29 02:00
2024-05-29 03:00
2024-05-29 04:00
2024-05-29 05:00
2024-05-29 06:00
2024-05-29 07:00
2024-05-29 08:00
2024-05-29 09:00
2024-05-29 10:00
2024-05-29 11:00
2024-05-29 12:00
2024-05-29 13:00
2024-05-29 14:00
2024-05-29 15:00
2024-05-29 16:00
2024-05-29 17:00
2024-05-29 18:00
2024-05-29 19:00
2024-05-29 20:00
2024-05-29 21:00
2024-05-29 22:00
2024-05-29 23:00
2024-05-30
2024-05-30 01:00
2024-05-30 02:00
2024-05-30 03:00
2024-05-30 04:00
2024-05-30 05:00
2024-05-30 06:00
2024-05-30 07:00
2024-05-30 08:00
2024-05-30 09:00
2024-05-30 10:00
2024-05-30 11:00
2024-05-30 12:00
2024-05-30 13:00
2024-05-30 14:00
2024-05-30 15:00
2024-05-30 16:00
2024-05-30 17:00
2024-05-30 18:00
2024-05-30 19:00
2024-05-30 20:00
2024-05-30 21:00
2024-05-30 22:00
2024-05-30 23:00
2024-05-31
2024-05-31 01:00
2024-05-31 02:00
2024-05-31 03:00
2024-05-31 04:00
2024-05-31 05:00
2024-05-31 06:00
2024-05-31 07:00
2024-05-31 08:00
2024-05-31 09:00
2024-05-31 10:00
2024-05-31 11:00
2024-05-31 12:00
2024-05-31 13:00
2024-05-31 14:00
2024-05-31 15:00
2024-05-31 16:00
2024-05-31 17:00
2024-05-31 18:00
2024-05-31 19:00
2024-05-31 20:00
2024-05-31 21:00
2024-05-31 22:00
2024-05-31 23:00
2024-06-01
2024-06-01 01:00
2024-06-01 02:00
2024-06-01 03:00
2024-06-01 04:00
2024-06-01 05:00
2024-06-01 06:00
2024-06-01 07:00
2024-06-01 08:00
2024-06-01 09:00
2024-06-01 10:00
2024-06-01 11:00
2024-06-01 12:00
2024-06-01 13:00
2024-06-01 14:00
2024-06-01 15:00
2024-06-01 16:00
2024-06-01 17:00
2024-06-01 18:00
2024-06-01 19:00
2024-06-01 20:00
2024-06-01 21:00
2024-06-01 22:00
2024-06-01 23:00
2024-06-02
2024-06-02 01:00
2024-06-02 02:00
2024-06-02 03:00
2024-06-02 04:00
2024-06-02 05:00
2024-06-02 06:00
2024-06-02 07:00
2024-06-02 08:00
2024-06-02 09:00
2024-06-02 10:00
2024-06-02 11:00
2024-06-02 12:00
2024-06-02 13:00
2024-06-02 14:00
2024-06-02 15:00
2024-06-02 16:00
2024-06-02 17:00
2024-06-02 18:00
2024-06-02 19:00
2024-06-02 20:00
2024-06-02 21:00
2024-06-02 22:00
2024-06-02 23:00
2024-06-03
2024-06-03 01:00
2024-06-03 02:00
2024-06-03 03:00
2024-06-03 04:00
2024-06-03 05:00
2024-06-03 06:00
2024-06-03 07:00
2024-06-03 08:00
2024-06-03 09:00
2024-06-03 10:00
2024-06-03 11:00
2024-06-03 12:00
2024-06-03 13:00
2024-06-03 14:00
2024-06-03 15:00
2024-06-03 16:00
2024-06-03 17:00
2024-06-03 18:00
2024-06-03 19:00
2024-06-03 20:00
2024-06-03 21:00
2024-06-03 22:00
2024-06-03 23:00
2024-06-04
2024-06-04 01:00
2024-06-04 02:00
2024-06-04 03:00
2024-06-04 04:00
2024-06-04 05:00
2024-06-04 06:00
2024-06-04 07:00
2024-06-04 08:00
2024-06-04 09:00
2024-06-04 10:00
2024-06-04 11:00
2024-06-04 12:00
2024-06-04 13:00
2024-06-04 14:00
2024-06-04 15:00
2024-06-04 16:00
2024-06-04 17:00
2024-06-04 18:00
2024-06-04 19:00
2024-06-04 20:00
2024-06-04 21:00
2024-06-04 22:00
2024-06-04 23:00
2024-06-05
2024-06-05 01:00
2024-06-05 02:00
2024-06-05 03:00
2024-06-05 04:00
2024-06-05 05:00
2024-06-05 06:00
2024-06-05 07:00
2024-06-05 08:00
2024-06-05 09:00
2024-06-05 10:00
2024-06-05 11:00
2024-06-05 12:00
2024-06-05 13:00
2024-06-05 14:00
2024-06-05 15:00
2024-06-05 16:00
2024-06-05 17:00
2024-06-05 18:00
2024-06-05 19:00
2024-06-05 20:00
2024-06-05 21:00
2024-06-05 22:00
2024-06-05 23:00
2024-06-06
2024-06-06 01:00
2024-06-06 02:00
2024-06-06 03:00
2024-06-06 04:00
2024-06-06 05:00
2024-06-06 06:00
2024-06-06 07:00
2024-06-06 08:00
2024-06-06 09:00
2024-06-06 10:00
2024-06-06 11:00
2024-06-06 12:00
2024-06-06 13:00
2024-06-06 14:00
2024-06-06 15:00
2024-06-06 16:00
2024-06-06 17:00
2024-06-06 18:00
2024-06-06 19:00
2024-06-06 20:00
2024-06-06 21:00
2024-06-06 22:00
2024-06-06 23:00
2024-06-07
2024-06-07 01:00
2024-06-07 02:00
2024-06-07 03:00
2024-06-07 04:00
2024-06-07 05:00
2024-06-07 06:00
2024-06-07 07:00
2024-06-07 08:00
2024-06-07 09:00
2024-06-07 10:00
2024-06-07 11:00
2024-06-07 12:00
2024-06-07 13:00
2024-06-07 14:00
2024-06-07 15:00
2024-06-07 16:00
2024-06-07 17:00
2024-06-07 18:00
2024-06-07 19:00
2024-06-07 20:00
2024-06-07 21:00
2024-06-07 22:00
2024-06-07 23:00
2024-06-08
2024-06-08 01:00
2024-06-08 02:00
2024-06-08 03:00
2024-06-08 04:00
2024-06-08 05:00
2024-06-08 06:00
2024-06-08 07:00
2024-06-08 08:00
2024-06-08 09:00
2024-06-08 10:00
2024-06-08 11:00
2024-06-08 12:00
2024-06-08 13:00
2024-06-08 14:00
2024-06-08 15:00
2024-06-08 16:00
2024-06-08 17:00
2024-06-08 18:00
2024-06-08 19:00
2024-06-08 20:00
2024-06-08 21:00
2024-06-08 22:00
2024-06-08 23:00
2024-06-09
2024-06-09 01:00
2024-06-09 02:00
2024-06-09 03:00
2024-06-09 04:00
2024-06-09 05:00
2024-06-09 06:00
2024-06-09 07:00
2024-06-09 08:00
2024-06-09 09:00
2024-06-09 10:00
2024-06-09 11:00
2024-06-09 12:00
2024-06-09 13:00
2024-06-09 14:00
2024-06-09 15:00
2024-06-09 16:00
2024-06-09 17:00
2024-06-09 18:00
2024-06-09 19:00
2024-06-09 20:00
2024-06-09 21:00
2024-06-09 22:00
2024-06-09 23:00
2024-06-10
2024-06-10 01:00
2024-06-10 02:00
2024-06-10 03:00
2024-06-10 04:00
2024-06-10 05:00
2024-06-10 06:00
2024-06-10 07:00
2024-06-10 08:00
2024-06-10 09:00
2024-06-10 10:00
2024-06-10 11:00
2024-06-10 12:00
2024-06-10 13:00
2024-06-10 14:00
2024-06-10 15:00
2024-06-10 16:00
2024-06-10 17:00
2024-06-10 18:00
2024-06-10 19:00
2024-06-10 20:00
2024-06-10 21:00
2024-06-10 22:00
2024-06-10 23:00
2024-06-11
2024-06-11 01:00
2024-06-11 02:00
2024-06-11 03:00
2024-06-11 04:00
2024-06-11 05:00
2024-06-11 06:00
2024-06-11 07:00
2024-06-11 08:00
2024-06-11 09:00
2024-06-11 10:00
2024-06-11 11:00
2024-06-11 12:00
2024-06-11 13:00
2024-06-11 14:00
2024-06-11 15:00
2024-06-11 16:00
2024-06-11 17:00
2024-06-11 18:00
2024-06-11 19:00
2024-06-11 20:00
2024-06-11 21:00
2024-06-11 22:00
2024-06-11 23:00
2024-06-12
2024-06-12 01:00
2024-06-12 02:00
2024-06-12 03:00
2024-06-12 04:00
2024-06-12 05:00
2024-06-12 06:00
2024-06-12 07:00
2024-06-12 08:00
2024-06-12 09:00
2024-06-12 10:00
2024-06-12 11:00
2024-06-12 12:00
2024-06-12 13:00
2024-06-12 14:00
2024-06-12 15:00
2024-06-12 16:00
2024-06-12 17:00
2024-06-12 18:00
2024-06-12 19:00
2024-06-12 20:00
2024-06-12 21:00
2024-06-12 22:00
2024-06-12 23:00
2024-06-13
2024-06-13 01:00
2024-06-13 02:00
2024-06-13 03:00
2024-06-13 04:00
2024-06-13 05:00
2024-06-13 06:00
2024-06-13 07:00
2024-06-13 08:00
2024-06-13 09:00
2024-06-13 10:00
2024-06-13 11:00
2024-06-13 12:00
2024-06-13 13:00
2024-06-13 14:00
2024-06-13 15:00
2024-06-13 16:00
2024-06-13 17:00
2024-06-13 18:00
2024-06-13 19:00
2024-06-13 20:00
2024-06-13 21:00
2024-06-13 22:00
2024-06-13 23:00
2024-06-14
2024-06-14 01:00
2024-06-14 02:00
2024-06-14 03:00
2024-06-14 04:00
2024-06-14 05:00
2024-06-14 06:00
2024-06-14 07:00
2024-06-14 08:00
2024-06-14 09:00
2024-06-14 10:00
2024-06-14 11:00
2024-06-14 12:00
2024-06-14 13:00
2024-06-14 14:00
2024-06-14 15:00
2024-06-14 16:00
2024-06-14 17:00
2024-06-14 18:00
2024-06-14 19:00
2024-06-14 20:00
2024-06-14 21:00
2024-06-14 22:00
2024-06-14 23:00
2024-06-15
2024-06-15 01:00
2024-06-15 02:00
2024-06-15 03:00
2024-06-15 04:00
2024-06-15 05:00
2024-06-15 06:00
2024-06-15 07:00
2024-06-15 08:00
2024-06-15 09:00
2024-06-15 10:00
2024-06-15 11:00
2024-06-15 12:00
2024-06-15 13:00
2024-06-15 14:00
2024-06-15 15:00
2024-06-15 16:00
2024-06-15 17:00
2024-06-15 18:00
2024-06-15 19:00
2024-06-15 20:00
2024-06-15 21:00
2024-06-15 22:00
2024-06-15 23:00
2024-06-16
2024-06-16 01:00
2024-06-16 02:00
2024-06-16 03:00
2024-06-16 04:00
2024-06-16 05:00
2024-06-16 06:00
2024-06-16 07:00
2024-06-16 08:00
2024-06-16 09:00
2024-06-16 10:00
2024-06-16 11:00
2024-06-16 12:00
2024-06-16 13:00
2024-06-16 14:00
2024-06-16 15:00
2024-06-16 16:00
2024-06-16 17:00
2024-06-16 18:00
2024-06-16 19:00
2024-06-16 20:00
2024-06-16 21:00
2024-06-16 22:00
2024-06-16 23:00
2024-06-17
2024-06-17 01:00
2024-06-17 02:00
2024-06-17 03:00
2024-06-17 04:00
2024-06-17 05:00
2024-06-17 06:00
2024-06-17 07:00
2024-06-17 08:00
2024-06-17 09:00
2024-06-17 10:00
2024-06-17 11:00
2024-06-17 12:00
2024-06-17 13:00
2024-06-17 14:00
2024-06-17 15:00
2024-06-17 16:00
2024-06-17 17:00
2024-06-17 18:00
2024-06-17 19:00
2024-06-17 20:00
2024-06-17 21:00
2024-06-17 22:00
2024-06-17 23:00
2024-06-18
2024-06-18 01:00
2024-06-18 02:00
2024-06-18 03:00
2024-06-18 04:00
2024-06-18 05:00
2024-06-18 06:00
2024-06-18 07:00
2024-06-18 08:00
2024-06-18 09:00
2024-06-18 10:00
2024-06-18 11:00
2024-06-18 12:00
2024-06-18 13:00
2024-06-18 14:00
2024-06-18 15:00
2024-06-18 16:00
2024-06-18 17:00
2024-06-18 18:00
2024-06-18 19:00
2024-06-18 20:00
2024-06-18 21:00
2024-06-18 22:00
2024-06-18 23:00
2024-06-19
2024-06-19 01:00
2024-06-19 02:00
2024-06-19 03:00
2024-06-19 04:00
2024-06-19 05:00
2024-06-19 06:00
2024-06-19 07:00
2024-06-19 08:00
2024-06-19 09:00
2024-06-19 10:00
2024-06-19 11:00
2024-06-19 12:00
2024-06-19 13:00
2024-06-19 14:00
2024-06-19 15:00
2024-06-19 16:00
2024-06-19 17:00
2024-06-19 18:00
2024-06-19 19:00
2024-06-19 20:00
2024-06-19 21:00
2024-06-19 22:00
2024-06-19 23:00
2024-06-20
2024-06-20 01:00
2024-06-20 02:00
2024-06-20 03:00
2024-06-20 04:00
2024-06-20 05:00
2024-06-20 06:00
2024-06-20 07:00
2024-06-20 08:00
2024-06-20 09:00
2024-06-20 10:00
2024-06-20 11:00
2024-06-20 12:00
2024-06-20 13:00
2024-06-20 14:00
2024-06-20 15:00
2024-06-20 16:00
2024-06-20 17:00
2024-06-20 18:00
2024-06-20 19:00
2024-06-20 20:00
2024-06-20 21:00
2024-06-20 22:00
2024-06-20 23:00
2024-06-21
2024-06-21 01:00
2024-06-21 02:00
2024-06-21 03:00
2024-06-21 04:00
2024-06-21 05:00
2024-06-21 06:00
2024-06-21 07:00
2024-06-21 08:00
2024-06-21 09:00
2024-06-21 10:00
2024-06-21 11:00
2024-06-21 12:00
2024-06-21 13:00
2024-06-21 14:00
2024-06-21 15:00
2024-06-21 16:00
2024-06-21 17:00
2024-06-21 18:00
2024-06-21 19:00
2024-06-21 20:00
2024-06-21 21:00
2024-06-21 22:00
2024-06-21 23:00
2024-06-22
2024-06-22 01:00
2024-06-22 02:00
2024-06-22 03:00
2024-06-22 04:00
2024-06-22 05:00
2024-06-22 06:00
2024-06-22 07:00
2024-06-22 08:00
2024-06-22 09:00
2024-06-22 10:00
2024-06-22 11:00
2024-06-22 12:00
2024-06-22 13:00
2024-06-22 14:00
2024-06-22 15:00
2024-06-22 16:00
2024-06-22 17:00
2024-06-22 18:00
2024-06-22 19:00
2024-06-22 20:00
2024-06-22 21:00
2024-06-22 22:00
2024-06-22 23:00
2024-06-23
2024-06-23 01:00
2024-06-23 02:00
2024-06-23 03:00
2024-06-23 04:00
2024-06-23 05:00
2024-06-23 06:00
2024-06-23 07:00
2024-06-23 08:00
2024-06-23 09:00
2024-06-23 10:00
2024-06-23 11:00
2024-06-23 12:00
2024-06-23 13:00
2024-06-23 14:00
2024-06-23 15:00
2024-06-23 16:00
2024-06-23 17:00
2024-06-23 18:00
2024-06-23 19:00
2024-06-23 20:00
2024-06-23 21:00
2024-06-23 22:00
2024-06-23 23:00
2024-06-24
2024-06-24 01:00
2024-06-24 02:00
2024-06-24 03:00
2024-06-24 04:00
2024-06-24 05:00
2024-06-24 06:00
2024-06-24 07:00
2024-06-24 08:00
2024-06-24 09:00
2024-06-24 10:00
2024-06-24 11:00
2024-06-24 12:00
2024-06-24 13:00
2024-06-24 14:00
2024-06-24 15:00
2024-06-24 16:00
2024-06-24 17:00
2024-06-24 18:00
2024-06-24 19:00
2024-06-24 20:00
2024-06-24 21:00
2024-06-24 22:00
2024-06-24 23:00
2024-06-25
2024-06-25 01:00
2024-06-25 02:00
2024-06-25 03:00
2024-06-25 04:00
2024-06-25 05:00
2024-06-25 06:00
2024-06-25 07:00
2024-06-25 08:00
2024-06-25 09:00
2024-06-25 10:00
2024-06-25 11:00
2024-06-25 12:00
2024-06-25 13:00
2024-06-25 14:00
2024-06-25 15:00
2024-06-25 16:00
2024-06-25 17:00
2024-06-25 18:00
2024-06-25 19:00
2024-06-25 20:00
2024-06-25 21:00
2024-06-25 22:00
2024-06-25 23:00
2024-06-26
2024-06-26 01:00
2024-06-26 02:00
2024-06-26 03:00
2024-06-26 04:00
2024-06-26 05:00
2024-06-26 06:00
2024-06-26 07:00
2024-06-26 08:00
2024-06-26 09:00
2024-06-26 10:00
2024-06-26 11:00
2024-06-26 12:00
2024-06-26 13:00
2024-06-26 14:00
2024-06-26 15:00
2024-06-26 16:00
2024-06-26 17:00
2024-06-26 18:00
2024-06-26 19:00
2024-06-26 20:00
2024-06-26 21:00
2024-06-26 22:00
2024-06-26 23:00
2024-06-27
2024-06-27 01:00
2024-06-27 02:00
2024-06-27 03:00
2024-06-27 04:00
2024-06-27 05:00
2024-06-27 06:00
2024-06-27 07:00
2024-06-27 08:00
2024-06-27 09:00
2024-06-27 10:00
2024-06-27 11:00
2024-06-27 12:00
2024-06-27 13:00
2024-06-27 14:00
2024-06-27 15:00
2024-06-27 16:00
2024-06-27 17:00
2024-06-27 18:00
2024-06-27 19:00
2024-06-27 20:00
2024-06-27 21:00
2024-06-27 22:00
2024-06-27 23:00
2024-06-28
2024-06-28 01:00
2024-06-28 02:00
2024-06-28 03:00
2024-06-28 04:00
2024-06-28 05:00
2024-06-28 06:00
2024-06-28 07:00
2024-06-28 08:00
2024-06-28 09:00
2024-06-28 10:00
2024-06-28 11:00
2024-06-28 12:00
2024-06-28 13:00
2024-06-28 14:00
2024-06-28 15:00
2024-06-28 16:00
2024-06-28 17:00
2024-06-28 18:00
2024-06-28 19:00
2024-06-28 20:00
2024-06-28 21:00
2024-06-28 22:00
2024-06-28 23:00
2024-06-29
2024-06-29 01:00
2024-06-29 02:00
2024-06-29 03:00
2024-06-29 04:00
2024-06-29 05:00
2024-06-29 06:00
2024-06-29 07:00
2024-06-29 08:00
2024-06-29 09:00
2024-06-29 10:00
2024-06-29 11:00
2024-06-29 12:00
2024-06-29 13:00
2024-06-29 14:00
2024-06-29 15:00
2024-06-29 16:00
2024-06-29 17:00
2024-06-29 18:00
2024-06-29 19:00
2024-06-29 20:00
2024-06-29 21:00
2024-06-29 22:00
2024-06-29 23:00
2024-06-30
2024-06-30 01:00
2024-06-30 02:00
2024-06-30 03:00
2024-06-30 04:00
2024-06-30 05:00
2024-06-30 06:00
2024-06-30 07:00
2024-06-30 08:00
2024-06-30 09:00
2024-06-30 10:00
2024-06-30 11:00
2024-06-30 12:00
2024-06-30 13:00
2024-06-30 14:00
2024-06-30 15:00
2024-06-30 16:00
2024-06-30 17:00
2024-06-30 18:00
2024-06-30 19:00
2024-06-30 20:00
2024-06-30 21:00
2024-06-30 22:00
2024-06-30 23:00
2024-07-01
2024-07-01 01:00
2024-07-01 02:00
2024-07-01 03:00
2024-07-01 04:00
2024-07-01 05:00
2024-07-01 06:00
2024-07-01 07:00
2024-07-01 08:00
2024-07-01 09:00
2024-07-01 10:00
2024-07-01 11:00
2024-07-01 12:00
2024-07-01 13:00
2024-07-01 14:00
2024-07-01 15:00
2024-07-01 16:00
2024-07-01 17:00
2024-07-01 18:00
2024-07-01 19:00
2024-07-01 20:00
2024-07-01 21:00
2024-07-01 22:00
2024-07-01 23:00
2024-07-02
2024-07-02 01:00
2024-07-02 02:00
2024-07-02 03:00
2024-07-02 04:00
2024-07-02 05:00
2024-07-02 06:00
2024-07-02 07:00
2024-07-02 08:00
2024-07-02 09:00
2024-07-02 10:00
2024-07-02 11:00
2024-07-02 12:00
2024-07-02 13:00
2024-07-02 14:00
2024-07-02 15:00
2024-07-02 16:00
2024-07-02 17:00
2024-07-02 18:00
2024-07-02 19:00
2024-07-02 20:00
2024-07-02 21:00
2024-07-02 22:00
2024-07-02 23:00
2024-07-03
2024-07-03 01:00
2024-07-03 02:00
2024-07-03 03:00
2024-07-03 04:00
2024-07-03 05:00
2024-07-03 06:00
2024-07-03 07:00
2024-07-03 08:00
2024-07-03 09:00
2024-07-03 10:00
2024-07-03 11:00
2024-07-03 12:00
2024-07-03 13:00
2024-07-03 14:00
2024-07-03 15:00
2024-07-03 16:00
2024-07-03 17:00
2024-07-03 18:00
2024-07-03 19:00
2024-07-03 20:00
2024-07-03 21:00
2024-07-03 22:00
2024-07-03 23:00
2024-07-04
2024-07-04 01:00
2024-07-04 02:00
2024-07-04 03:00
2024-07-04 04:00
2024-07-04 05:00
2024-07-04 06:00
2024-07-04 07:00
2024-07-04 08:00
2024-07-04 09:00
2024-07-04 10:00
2024-07-04 11:00
2024-07-04 12:00
2024-07-04 13:00
2024-07-04 14:00
2024-07-04 15:00
2024-07-04 16:00
2024-07-04 17:00
2024-07-04 18:00
2024-07-04 19:00
2024-07-04 20:00
2024-07-04 21:00
2024-07-04 22:00
2024-07-04 23:00
2024-07-05
2024-07-05 01:00
2024-07-05 02:00
2024-07-05 03:00
2024-07-05 04:00
2024-07-05 05:00
2024-07-05 06:00
2024-07-05 07:00
2024-07-05 08:00
2024-07-05 09:00
2024-07-05 10:00
2024-07-05 11:00
2024-07-05 12:00
2024-07-05 13:00
2024-07-05 14:00
2024-07-05 15:00
2024-07-05 16:00
2024-07-05 17:00
2024-07-05 18:00
2024-07-05 19:00
2024-07-05 20:00
2024-07-05 21:00
2024-07-05 22:00
2024-07-05 23:00
2024-07-06
2024-07-06 01:00
2024-07-06 02:00
2024-07-06 03:00
2024-07-06 04:00
2024-07-06 05:00
2024-07-06 06:00
2024-07-06 07:00
2024-07-06 08:00
2024-07-06 09:00
2024-07-06 10:00
2024-07-06 11:00
2024-07-06 12:00
2024-07-06 13:00
2024-07-06 14:00
2024-07-06 15:00
2024-07-06 16:00
2024-07-06 17:00
2024-07-06 18:00
2024-07-06 19:00
2024-07-06 20:00
2024-07-06 21:00
2024-07-06 22:00
2024-07-06 23:00
2024-07-07
2024-07-07 01:00
2024-07-07 02:00
2024-07-07 03:00
2024-07-07 04:00
2024-07-07 05:00
2024-07-07 06:00
2024-07-07 07:00
2024-07-07 08:00
2024-07-07 09:00
2024-07-07 10:00
2024-07-07 11:00
2024-07-07 12:00
2024-07-07 13:00
2024-07-07 14:00
2024-07-07 15:00
2024-07-07 16:00
2024-07-07 17:00
2024-07-07 18:00
2024-07-07 19:00
2024-07-07 20:00
2024-07-07 21:00
2024-07-07 22:00
2024-07-07 23:00
2024-07-08
2024-07-08 01:00
2024-07-08 02:00
2024-07-08 03:00
2024-07-08 04:00
2024-07-08 05:00
2024-07-08 06:00
2024-07-08 07:00
2024-07-08 08:00
2024-07-08 09:00
2024-07-08 10:00
2024-07-08 11:00
2024-07-08 12:00
2024-07-08 13:00
2024-07-08 14:00
2024-07-08 15:00
2024-07-08 16:00
2024-07-08 17:00
2024-07-08 18:00
2024-07-08 19:00
2024-07-08 20:00
2024-07-08 21:00
2024-07-08 22:00
2024-07-08 23:00
2024-07-09
2024-07-09 01:00
2024-07-09 02:00
2024-07-09 03:00
2024-07-09 04:00
2024-07-09 05:00
2024-07-09 06:00
2024-07-09 07:00
2024-07-09 08:00
2024-07-09 09:00
2024-07-09 10:00
2024-07-09 11:00
2024-07-09 12:00
2024-07-09 13:00
2024-07-09 14:00
2024-07-09 15:00
2024-07-09 16:00
2024-07-09 17:00
2024-07-09 18:00
2024-07-09 19:00
2024-07-09 20:00
2024-07-09 21:00
2024-07-09 22:00
2024-07-09 23:00
2024-07-10
2024-07-10 01:00
2024-07-10 02:00
2024-07-10 03:00
2024-07-10 04:00
2024-07-10 05:00
2024-07-10 06:00
2024-07-10 07:00
2024-07-10 08:00
2024-07-10 09:00
2024-07-10 10:00
2024-07-10 11:00
2024-07-10 12:00
2024-07-10 13:00
2024-07-10 14:00
2024-07-10 15:00
2024-07-10 16:00
2024-07-10 17:00
2024-07-10 18:00
2024-07-10 19:00
2024-07-10 20:00
2024-07-10 21:00
2024-07-10 22:00
2024-07-10 23:00
2024-07-11
2024-07-11 01:00
2024-07-11 02:00
2024-07-11 03:00
2024-07-11 04:00
2024-07-11 05:00
2024-07-11 06:00
2024-07-11 07:00
2024-07-11 08:00
2024-07-11 09:00
2024-07-11 10:00
2024-07-11 11:00
2024-07-11 12:00
2024-07-11 13:00
2024-07-11 14:00
2024-07-11 15:00
2024-07-11 16:00
2024-07-11 17:00
2024-07-11 18:00
2024-07-11 19:00
2024-07-11 20:00
2024-07-11 21:00
2024-07-11 22:00
2024-07-11 23:00
2024-07-12
2024-07-12 01:00
2024-07-12 02:00
2024-07-12 03:00
2024-07-12 04:00
2024-07-12 05:00
2024-07-12 06:00
2024-07-12 07:00
2024-07-12 08:00
2024-07-12 09:00
2024-07-12 10:00
2024-07-12 11:00
2024-07-12 12:00
2024-07-12 13:00
2024-07-12 14:00
2024-07-12 15:00
2024-07-12 16:00
2024-07-12 17:00
2024-07-12 18:00
2024-07-12 19:00
2024-07-12 20:00
2024-07-12 21:00
2024-07-12 22:00
2024-07-12 23:00
2024-07-13
2024-07-13 01:00
2024-07-13 02:00
2024-07-13 03:00
2024-07-13 04:00
2024-07-13 05:00
2024-07-13 06:00
2024-07-13 07:00
2024-07-13 08:00
2024-07-13 09:00
2024-07-13 10:00
2024-07-13 11:00
2024-07-13 12:00
2024-07-13 13:00
2024-07-13 14:00
2024-07-13 15:00
2024-07-13 16:00
2024-07-13 17:00
2024-07-13 18:00
2024-07-13 19:00
2024-07-13 20:00
2024-07-13 21:00
2024-07-13 22:00
2024-07-13 23:00
2024-07-14
2024-07-14 01:00
2024-07-14 02:00
2024-07-14 03:00
2024-07-14 04:00
2024-07-14 05:00
2024-07-14 06:00
2024-07-14 07:00
2024-07-14 08:00
2024-07-14 09:00
2024-07-14 10:00
2024-07-14 11:00
2024-07-14 12:00
2024-07-14 13:00
2024-07-14 14:00
2024-07-14 15:00
2024-07-14 16:00
2024-07-14 17:00
2024-07-14 18:00
2024-07-14 19:00
2024-07-14 20:00
2024-07-14 21:00
2024-07-14 22:00
2024-07-14 23:00
2024-07-15
2024-07-15 01:00
2024-07-15 02:00
2024-07-15 03:00
2024-07-15 04:00
2024-07-15 05:00
2024-07-15 06:00
2024-07-15 07:00
2024-07-15 08:00
2024-07-15 09:00
2024-07-15 10:00
2024-07-15 11:00
2024-07-15 12:00
2024-07-15 13:00
2024-07-15 14:00
2024-07-15 15:00
2024-07-15 16:00
2024-07-15 17:00
2024-07-15 18:00
2024-07-15 19:00
2024-07-15 20:00
2024-07-15 21:00
2024-07-15 22:00
2024-07-15 23:00
2024-07-16
2024-07-16 01:00
2024-07-16 02:00
2024-07-16 03:00
2024-07-16 04:00
2024-07-16 05:00
2024-07-16 06:00
2024-07-16 07:00
2024-07-16 08:00
2024-07-16 09:00
2024-07-16 10:00
2024-07-16 11:00
2024-07-16 12:00
2024-07-16 13:00
2024-07-16 14:00
2024-07-16 15:00
2024-07-16 16:00
2024-07-16 17:00
2024-07-16 18:00
2024-07-16 19:00
2024-07-16 20:00
2024-07-16 21:00
2024-07-16 22:00
2024-07-16 23:00
2024-07-17
2024-07-17 01:00
2024-07-17 02:00
2024-07-17 03:00
2024-07-17 04:00
2024-07-17 05:00
2024-07-17 06:00
2024-07-17 07:00
2024-07-17 08:00
2024-07-17 09:00
2024-07-17 10:00
2024-07-17 11:00
2024-07-17 12:00
2024-07-17 13:00
2024-07-17 14:00
2024-07-17 15:00
2024-07-17 16:00
2024-07-17 17:00
2024-07-17 18:00
2024-07-17 19:00
2024-07-17 20:00
2024-07-17 21:00
2024-07-17 22:00
2024-07-17 23:00
2024-07-18
2024-07-18 01:00
2024-07-18 02:00
2024-07-18 03:00
2024-07-18 04:00
2024-07-18 05:00
2024-07-18 06:00
2024-07-18 07:00
2024-07-18 08:00
2024-07-18 09:00
2024-07-18 10:00
2024-07-18 11:00
2024-07-18 12:00
2024-07-18 13:00
2024-07-18 14:00
2024-07-18 15:00
2024-07-18 16:00
2024-07-18 17:00
2024-07-18 18:00
2024-07-18 19:00
2024-07-18 20:00
2024-07-18 21:00
2024-07-18 22:00
2024-07-18 23:00
2024-07-19
2024-07-19 01:00
2024-07-19 02:00
2024-07-19 03:00
2024-07-19 04:00
2024-07-19 05:00
2024-07-19 06:00
2024-07-19 07:00
2024-07-19 08:00
2024-07-19 09:00
2024-07-19 10:00
2024-07-19 11:00
2024-07-19 12:00
2024-07-19 13:00
2024-07-19 14:00
2024-07-19 15:00
2024-07-19 16:00
2024-07-19 17:00
2024-07-19 18:00
2024-07-19 19:00
2024-07-19 20:00
2024-07-19 21:00
2024-07-19 22:00
2024-07-19 23:00
2024-07-20
2024-07-20 01:00
2024-07-20 02:00
2024-07-20 03:00
2024-07-20 04:00
2024-07-20 05:00
2024-07-20 06:00
2024-07-20 07:00
2024-07-20 08:00
2024-07-20 09:00
2024-07-20 10:00
2024-07-20 11:00
2024-07-20 12:00
2024-07-20 13:00
2024-07-20 14:00
2024-07-20 15:00
2024-07-20 16:00
2024-07-20 17:00
2024-07-20 18:00
2024-07-20 19:00
2024-07-20 20:00
2024-07-20 21:00
2024-07-20 22:00
2024-07-20 23:00
2024-07-21
2024-07-21 01:00
2024-07-21 02:00
2024-07-21 03:00
2024-07-21 04:00
2024-07-21 05:00
2024-07-21 06:00
2024-07-21 07:00
2024-07-21 08:00
2024-07-21 09:00
2024-07-21 10:00
2024-07-21 11:00
2024-07-21 12:00
2024-07-21 13:00
2024-07-21 14:00
2024-07-21 15:00
2024-07-21 16:00
2024-07-21 17:00
2024-07-21 18:00
2024-07-21 19:00
2024-07-21 20:00
2024-07-21 21:00
2024-07-21 22:00
2024-07-21 23:00
2024-07-22
2024-07-22 01:00
2024-07-22 02:00
2024-07-22 03:00
2024-07-22 04:00
2024-07-22 05:00
2024-07-22 06:00
2024-07-22 07:00
2024-07-22 08:00
2024-07-22 09:00
2024-07-22 10:00
2024-07-22 11:00
2024-07-22 12:00
2024-07-22 13:00
2024-07-22 14:00
2024-07-22 15:00
2024-07-22 16:00
2024-07-22 17:00
2024-07-22 18:00
2024-07-22 19:00
2024-07-22 20:00
2024-07-22 21:00
2024-07-22 22:00
2024-07-22 23:00
2024-07-23
2024-07-23 01:00
2024-07-23 02:00
2024-07-23 03:00
2024-07-23 04:00
2024-07-23 05:00
2024-07-23 06:00
2024-07-23 07:00
2024-07-23 08:00
2024-07-23 09:00
2024-07-23 10:00
2024-07-23 11:00
2024-07-23 12:00
2024-07-23 13:00
2024-07-23 14:00
2024-07-23 15:00
2024-07-23 16:00
2024-07-23 17:00
2024-07-23 18:00
2024-07-23 19:00
2024-07-23 20:00
2024-07-23 21:00
2024-07-23 22:00
2024-07-23 23:00
2024-07-24
2024-07-24 01:00
2024-07-24 02:00
2024-07-24 03:00
2024-07-24 04:00
2024-07-24 05:00
2024-07-24 06:00
2024-07-24 07:00
2024-07-24 08:00
2024-07-24 09:00
2024-07-24 10:00
2024-07-24 11:00
2024-07-24 12:00
2024-07-24 13:00
2024-07-24 14:00
2024-07-24 15:00
2024-07-24 16:00
2024-07-24 17:00
2024-07-24 18:00
2024-07-24 19:00
2024-07-24 20:00
2024-07-24 21:00
2024-07-24 22:00
2024-07-24 23:00
2024-07-25
2024-07-25 01:00
2024-07-25 02:00
2024-07-25 03:00
2024-07-25 04:00
2024-07-25 05:00
2024-07-25 06:00
2024-07-25 07:00
2024-07-25 08:00
2024-07-25 09:00
2024-07-25 10:00
2024-07-25 11:00
2024-07-25 12:00
2024-07-25 13:00
2024-07-25 14:00
2024-07-25 15:00
2024-07-25 16:00
2024-07-25 17:00
2024-07-25 18:00
2024-07-25 19:00
2024-07-25 20:00
2024-07-25 21:00
2024-07-25 22:00
2024-07-25 23:00
2024-07-26
2024-07-26 01:00
2024-07-26 02:00
2024-07-26 03:00
2024-07-26 04:00
2024-07-26 05:00
2024-07-26 06:00
2024-07-26 07:00
2024-07-26 08:00
2024-07-26 09:00
2024-07-26 10:00
2024-07-26 11:00
2024-07-26 12:00
2024-07-26 13:00
2024-07-26 14:00
2024-07-26 15:00
2024-07-26 16:00
2024-07-26 17:00
2024-07-26 18:00
2024-07-26 19:00
2024-07-26 20:00
2024-07-26 21:00
2024-07-26 22:00
2024-07-26 23:00
2024-07-27
2024-07-27 01:00
2024-07-27 02:00
2024-07-27 03:00
2024-07-27 04:00
2024-07-27 05:00
2024-07-27 06:00
2024-07-27 07:00
2024-07-27 08:00
2024-07-27 09:00
2024-07-27 10:00
2024-07-27 11:00
2024-07-27 12:00
2024-07-27 13:00
2024-07-27 14:00
2024-07-27 15:00
2024-07-27 16:00
2024-07-27 17:00
2024-07-27 18:00
2024-07-27 19:00
2024-07-27 20:00
2024-07-27 21:00
2024-07-27 22:00
2024-07-27 23:00
2024-07-28
2024-07-28 01:00
2024-07-28 02:00
2024-07-28 03:00
2024-07-28 04:00
2024-07-28 05:00
2024-07-28 06:00
2024-07-28 07:00
2024-07-28 08:00
2024-07-28 09:00
2024-07-28 10:00
2024-07-28 11:00
2024-07-28 12:00
2024-07-28 13:00
2024-07-28 14:00
2024-07-28 15:00
2024-07-28 16:00
2024-07-28 17:00
2024-07-28 18:00
2024-07-28 19:00
2024-07-28 20:00
2024-07-28 21:00
2024-07-28 22:00
2024-07-28 23:00
2024-07-29
2024-07-29 01:00
2024-07-29 02:00
2024-07-29 03:00
2024-07-29 04:00
2024-07-29 05:00
2024-07-29 06:00
2024-07-29 07:00
2024-07-29 08:00
2024-07-29 09:00
2024-07-29 10:00
2024-07-29 11:00
2024-07-29 12:00
2024-07-29 13:00
2024-07-29 14:00
2024-07-29 15:00
2024-07-29 16:00
2024-07-29 17:00
2024-07-29 18:00
2024-07-29 19:00
2024-07-29 20:00
2024-07-29 21:00
2024-07-29 22:00
2024-07-29 23:00
2024-07-30
2024-07-30 01:00
2024-07-30 02:00
2024-07-30 03:00
2024-07-30 04:00
2024-07-30 05:00
2024-07-30 06:00
2024-07-30 07:00
2024-07-30 08:00
2024-07-30 09:00
2024-07-30 10:00
2024-07-30 11:00
2024-07-30 12:00
2024-07-30 13:00
2024-07-30 14:00
2024-07-30 15:00
2024-07-30 16:00
2024-07-30 17:00
2024-07-30 18:00
2024-07-30 19:00
2024-07-30 20:00
2024-07-30 21:00
2024-07-30 22:00
2024-07-30 23:00
2024-07-31
2024-07-31 01:00
2024-07-31 02:00
2024-07-31 03:00
2024-07-31 04:00
2024-07-31 05:00
2024-07-31 06:00
2024-07-31 07:00
2024-07-31 08:00
2024-07-31 09:00
2024-07-31 10:00
2024-07-31 11:00
2024-07-31 12:00
2024-07-31 13:00
2024-07-31 14:00
2024-07-31 15:00
2024-07-31 16:00
2024-07-31 17:00
2024-07-31 18:00
2024-07-31 19:00
2024-07-31 20:00
2024-07-31 21:00
2024-07-31 22:00
2024-07-31 23:00
2024-08-01
2024-08-01 01:00
2024-08-01 02:00
2024-08-01 03:00
2024-08-01 04:00
2024-08-01 05:00
2024-08-01 06:00
2024-08-01 07:00
2024-08-01 08:00
2024-08-01 09:00
2024-08-01 10:00
2024-08-01 11:00
2024-08-01 12:00
2024-08-01 13:00
2024-08-01 14:00
2024-08-01 15:00
2024-08-01 16:00
2024-08-01 17:00
2024-08-01 18:00
2024-08-01 19:00
2024-08-01 20:00
2024-08-01 21:00
2024-08-01 22:00
2024-08-01 23:00
2024-08-02
2024-08-02 01:00
2024-08-02 02:00
2024-08-02 03:00
2024-08-02 04:00
2024-08-02 05:00
2024-08-02 06:00
2024-08-02 07:00
2024-08-02 08:00
2024-08-02 09:00
2024-08-02 10:00
2024-08-02 11:00
2024-08-02 12:00
2024-08-02 13:00
2024-08-02 14:00
2024-08-02 15:00
2024-08-02 16:00
2024-08-02 17:00
2024-08-02 18:00
2024-08-02 19:00
2024-08-02 20:00
2024-08-02 21:00
2024-08-02 22:00
2024-08-02 23:00
2024-08-03
2024-08-03 01:00
2024-08-03 02:00
2024-08-03 03:00
2024-08-03 04:00
2024-08-03 05:00
2024-08-03 06:00
2024-08-03 07:00
2024-08-03 08:00
2024-08-03 09:00
2024-08-03 10:00
2024-08-03 11:00
2024-08-03 12:00
2024-08-03 13:00
2024-08-03 14:00
2024-08-03 15:00
2024-08-03 16:00
2024-08-03 17:00
2024-08-03 18:00
2024-08-03 19:00
2024-08-03 20:00
2024-08-03 21:00
2024-08-03 22:00
2024-08-03 23:00
2024-08-04
2024-08-04 01:00
2024-08-04 02:00
2024-08-04 03:00
2024-08-04 04:00
2024-08-04 05:00
2024-08-04 06:00
2024-08-04 07:00
2024-08-04 08:00
2024-08-04 09:00
2024-08-04 10:00
2024-08-04 11:00
2024-08-04 12:00
2024-08-04 13:00
2024-08-04 14:00
2024-08-04 15:00
2024-08-04 16:00
2024-08-04 17:00
2024-08-04 18:00
2024-08-04 19:00
2024-08-04 20:00
2024-08-04 21:00
2024-08-04 22:00
2024-08-04 23:00
2024-08-05
2024-08-05 01:00
2024-08-05 02:00
2024-08-05 03:00
2024-08-05 04:00
2024-08-05 05:00
2024-08-05 06:00
2024-08-05 07:00
2024-08-05 08:00
2024-08-05 09:00
2024-08-05 10:00
2024-08-05 11:00
2024-08-05 12:00
2024-08-05 13:00
2024-08-05 14:00
2024-08-05 15:00
2024-08-05 16:00
2024-08-05 17:00
2024-08-05 18:00
2024-08-05 19:00
2024-08-05 20:00
2024-08-05 21:00
2024-08-05 22:00
2024-08-05 23:00
2024-08-06
2024-08-06 01:00
2024-08-06 02:00
2024-08-06 03:00
2024-08-06 04:00
2024-08-06 05:00
2024-08-06 06:00
2024-08-06 07:00
2024-08-06 08:00
2024-08-06 09:00
2024-08-06 10:00
2024-08-06 11:00
2024-08-06 12:00
2024-08-06 13:00
2024-08-06 14:00
2024-08-06 15:00
2024-08-06 16:00
2024-08-06 17:00
2024-08-06 18:00
2024-08-06 19:00
2024-08-06 20:00
2024-08-06 21:00
2024-08-06 22:00
2024-08-06 23:00
2024-08-07
2024-08-07 01:00
2024-08-07 02:00
2024-08-07 03:00
2024-08-07 04:00
2024-08-07 05:00
2024-08-07 06:00
2024-08-07 07:00
2024-08-07 08:00
2024-08-07 09:00
2024-08-07 10:00
2024-08-07 11:00
2024-08-07 12:00
2024-08-07 13:00
2024-08-07 14:00
2024-08-07 15:00
2024-08-07 16:00
2024-08-07 17:00
2024-08-07 18:00
2024-08-07 19:00
2024-08-07 20:00
2024-08-07 21:00
2024-08-07 22:00
2024-08-07 23:00
2024-08-08
2024-08-08 01:00
2024-08-08 02:00
2024-08-08 03:00
2024-08-08 04:00
2024-08-08 05:00
2024-08-08 06:00
2024-08-08 07:00
2024-08-08 08:00
2024-08-08 09:00
2024-08-08 10:00
2024-08-08 11:00
2024-08-08 12:00
2024-08-08 13:00
2024-08-08 14:00
2024-08-08 15:00
2024-08-08 16:00
2024-08-08 17:00
2024-08-08 18:00
2024-08-08 19:00
2024-08-08 20:00
2024-08-08 21:00
2024-08-08 22:00
2024-08-08 23:00
2024-08-09
2024-08-09 01:00
2024-08-09 02:00
2024-08-09 03:00
2024-08-09 04:00
2024-08-09 05:00
2024-08-09 06:00
2024-08-09 07:00
2024-08-09 08:00
2024-08-09 09:00
2024-08-09 10:00
2024-08-09 11:00
2024-08-09 12:00
2024-08-09 13:00
2024-08-09 14:00
2024-08-09 15:00
2024-08-09 16:00
2024-08-09 17:00
2024-08-09 18:00
2024-08-09 19:00
2024-08-09 20:00
2024-08-09 21:00
2024-08-09 22:00
2024-08-09 23:00
2024-08-10
2024-08-10 01:00
2024-08-10 02:00
2024-08-10 03:00
2024-08-10 04:00
2024-08-10 05:00
2024-08-10 06:00
2024-08-10 07:00
2024-08-10 08:00
2024-08-10 09:00
2024-08-10 10:00
2024-08-10 11:00
2024-08-10 12:00
2024-08-10 13:00
2024-08-10 14:00
2024-08-10 15:00
2024-08-10 16:00
2024-08-10 17:00
2024-08-10 18:00
2024-08-10 19:00
2024-08-10 20:00
2024-08-10 21:00
2024-08-10 22:00
2024-08-10 23:00
2024-08-11
2024-08-11 01:00
2024-08-11 02:00
2024-08-11 03:00
2024-08-11 04:00
2024-08-11 05:00
2024-08-11 06:00
2024-08-11 07:00
2024-08-11 08:00
2024-08-11 09:00
2024-08-11 10:00
2024-08-11 11:00
2024-08-11 12:00
2024-08-11 13:00
2024-08-11 14:00
2024-08-11 15:00
2024-08-11 16:00
2024-08-11 17:00
2024-08-11 18:00
2024-08-11 19:00
2024-08-11 20:00
2024-08-11 21:00
2024-08-11 22:00
2024-08-11 23:00
2024-08-12
2024-08-12 01:00
2024-08-12 02:00
2024-08-12 03:00
2024-08-12 04:00
2024-08-12 05:00
2024-08-12 06:00
2024-08-12 07:00
2024-08-12 08:00
2024-08-12 09:00
2024-08-12 10:00
2024-08-12 11:00
2024-08-12 12:00
2024-08-12 13:00
2024-08-12 14:00
2024-08-12 15:00
2024-08-12 16:00
2024-08-12 17:00
2024-08-12 18:00
2024-08-12 19:00
2024-08-12 20:00
2024-08-12 21:00
2024-08-12 22:00
2024-08-12 23:00
2024-08-13
2024-08-13 01:00
2024-08-13 02:00
2024-08-13 03:00
2024-08-13 04:00
2024-08-13 05:00
2024-08-13 06:00
2024-08-13 07:00
2024-08-13 08:00
2024-08-13 09:00
2024-08-13 10:00
2024-08-13 11:00
2024-08-13 12:00
2024-08-13 13:00
2024-08-13 14:00
2024-08-13 15:00
2024-08-13 16:00
2024-08-13 17:00
2024-08-13 18:00
2024-08-13 19:00
2024-08-13 20:00
2024-08-13 21:00
2024-08-13 22:00
2024-08-13 23:00
2024-08-14
2024-08-14 01:00
2024-08-14 02:00
2024-08-14 03:00
2024-08-14 04:00
2024-08-14 05:00
2024-08-14 06:00
2024-08-14 07:00
2024-08-14 08:00
2024-08-14 09:00
2024-08-14 10:00
2024-08-14 11:00
2024-08-14 12:00
2024-08-14 13:00
2024-08-14 14:00
2024-08-14 15:00
2024-08-14 16:00
2024-08-14 17:00
2024-08-14 18:00
2024-08-14 19:00
2024-08-14 20:00
2024-08-14 21:00
2024-08-14 22:00
2024-08-14 23:00
2024-08-15
2024-08-15 01:00
2024-08-15 02:00
2024-08-15 03:00
2024-08-15 04:00
2024-08-15 05:00
2024-08-15 06:00
2024-08-15 07:00
2024-08-15 08:00
2024-08-15 09:00
2024-08-15 10:00
2024-08-15 11:00
2024-08-15 12:00
2024-08-15 13:00
2024-08-15 14:00
2024-08-15 15:00
2024-08-15 16:00
2024-08-15 17:00
2024-08-15 18:00
2024-08-15 19:00
2024-08-15 20:00
2024-08-15 21:00
2024-08-15 22:00
2024-08-15 23:00
2024-08-16
2024-08-16 01:00
2024-08-16 02:00
2024-08-16 03:00
2024-08-16 04:00
2024-08-16 05:00
2024-08-16 06:00
2024-08-16 07:00
2024-08-16 08:00
2024-08-16 09:00
2024-08-16 10:00
2024-08-16 11:00
2024-08-16 12:00
2024-08-16 13:00
2024-08-16 14:00
2024-08-16 15:00
2024-08-16 16:00
2024-08-16 17:00
2024-08-16 18:00
2024-08-16 19:00
2024-08-16 20:00
2024-08-16 21:00
2024-08-16 22:00
2024-08-16 23:00
2024-08-17
2024-08-17 01:00
2024-08-17 02:00
2024-08-17 03:00
2024-08-17 04:00
2024-08-17 05:00
2024-08-17 06:00
2024-08-17 07:00
2024-08-17 08:00
2024-08-17 09:00
2024-08-17 10:00
2024-08-17 11:00
2024-08-17 12:00
2024-08-17 13:00
2024-08-17 14:00
2024-08-17 15:00
2024-08-17 16:00
2024-08-17 17:00
2024-08-17 18:00
2024-08-17 19:00
2024-08-17 20:00
2024-08-17 21:00
2024-08-17 22:00
2024-08-17 23:00
2024-08-18
2024-08-18 01:00
2024-08-18 02:00
2024-08-18 03:00
2024-08-18 04:00
2024-08-18 05:00
2024-08-18 06:00
2024-08-18 07:00
2024-08-18 08:00
2024-08-18 09:00
2024-08-18 10:00
2024-08-18 11:00
2024-08-18 12:00
2024-08-18 13:00
2024-08-18 14:00
2024-08-18 15:00
2024-08-18 16:00
2024-08-18 17:00
2024-08-18 18:00
2024-08-18 19:00
2024-08-18 20:00
2024-08-18 21:00
2024-08-18 22:00
2024-08-18 23:00
2024-08-19
2024-08-19 01:00
2024-08-19 02:00
2024-08-19 03:00
2024-08-19 04:00
2024-08-19 05:00
2024-08-19 06:00
2024-08-19 07:00
2024-08-19 08:00
2024-08-19 09:00
2024-08-19 10:00
2024-08-19 11:00
2024-08-19 12:00
2024-08-19 13:00
2024-08-19 14:00
2024-08-19 15:00
2024-08-19 16:00
2024-08-19 17:00
2024-08-19 18:00
2024-08-19 19:00
2024-08-19 20:00
2024-08-19 21:00
2024-08-19 22:00
2024-08-19 23:00
2024-08-20
2024-08-20 01:00
2024-08-20 02:00
2024-08-20 03:00
2024-08-20 04:00
2024-08-20 05:00
2024-08-20 06:00
2024-08-20 07:00
2024-08-20 08:00
2024-08-20 09:00
2024-08-20 10:00
2024-08-20 11:00
2024-08-20 12:00
2024-08-20 13:00
2024-08-20 14:00
2024-08-20 15:00
2024-08-20 16:00
2024-08-20 17:00
2024-08-20 18:00
2024-08-20 19:00
2024-08-20 20:00
2024-08-20 21:00
2024-08-20 22:00
2024-08-20 23:00
2024-08-21
2024-08-21 01:00
2024-08-21 02:00
2024-08-21 03:00
2024-08-21 04:00
2024-08-21 05:00
2024-08-21 06:00
2024-08-21 07:00
2024-08-21 08:00
2024-08-21 09:00
2024-08-21 10:00
2024-08-21 11:00
2024-08-21 12:00
2024-08-21 13:00
2024-08-21 14:00
2024-08-21 15:00
2024-08-21 16:00
2024-08-21 17:00
2024-08-21 18:00
2024-08-21 19:00
2024-08-21 20:00
2024-08-21 21:00
2024-08-21 22:00
2024-08-21 23:00
2024-08-22
2024-08-22 01:00
2024-08-22 02:00
2024-08-22 03:00
2024-08-22 04:00
2024-08-22 05:00
2024-08-22 06:00
2024-08-22 07:00
2024-08-22 08:00
2024-08-22 09:00
2024-08-22 10:00
2024-08-22 11:00
2024-08-22 12:00
2024-08-22 13:00
2024-08-22 14:00
2024-08-22 15:00
2024-08-22 16:00
2024-08-22 17:00
2024-08-22 18:00
2024-08-22 19:00
2024-08-22 20:00
2024-08-22 21:00
2024-08-22 22:00
2024-08-22 23:00
2024-08-23
2024-08-23 01:00
2024-08-23 02:00
2024-08-23 03:00
2024-08-23 04:00
2024-08-23 05:00
2024-08-23 06:00
2024-08-23 07:00
2024-08-23 08:00
2024-08-23 09:00
2024-08-23 10:00
2024-08-23 11:00
2024-08-23 12:00
2024-08-23 13:00
2024-08-23 14:00
2024-08-23 15:00
2024-08-23 16:00
2024-08-23 17:00
2024-08-23 18:00
2024-08-23 19:00
2024-08-23 20:00
2024-08-23 21:00
2024-08-23 22:00
2024-08-23 23:00
2024-08-24
2024-08-24 01:00
2024-08-24 02:00
2024-08-24 03:00
2024-08-24 04:00
2024-08-24 05:00
2024-08-24 06:00
2024-08-24 07:00
2024-08-24 08:00
2024-08-24 09:00
2024-08-24 10:00
2024-08-24 11:00
2024-08-24 12:00
2024-08-24 13:00
2024-08-24 14:00
2024-08-24 15:00
2024-08-24 16:00
2024-08-24 17:00
2024-08-24 18:00
2024-08-24 19:00
2024-08-24 20:00
2024-08-24 21:00
2024-08-24 22:00
2024-08-24 23:00
2024-08-25
2024-08-25 01:00
2024-08-25 02:00
2024-08-25 03:00
2024-08-25 04:00
2024-08-25 05:00
2024-08-25 06:00
2024-08-25 07:00
2024-08-25 08:00
2024-08-25 09:00
2024-08-25 10:00
2024-08-25 11:00
2024-08-25 12:00
2024-08-25 13:00
2024-08-25 14:00
2024-08-25 15:00
2024-08-25 16:00
2024-08-25 17:00
2024-08-25 18:00
2024-08-25 19:00
2024-08-25 20:00
2024-08-25 21:00
2024-08-25 22:00
2024-08-25 23:00
2024-08-26
2024-08-26 01:00
2024-08-26 02:00
2024-08-26 03:00
2024-08-26 04:00
2024-08-26 05:00
2024-08-26 06:00
2024-08-26 07:00
2024-08-26 08:00
2024-08-26 09:00
2024-08-26 10:00
2024-08-26 11:00
2024-08-26 12:00
2024-08-26 13:00
2024-08-26 14:00
2024-08-26 15:00
2024-08-26 16:00
2024-08-26 17:00
2024-08-26 18:00
2024-08-26 19:00
2024-08-26 20:00
2024-08-26 21:00
2024-08-26 22:00
2024-08-26 23:00
2024-08-27
2024-08-27 01:00
2024-08-27 02:00
2024-08-27 03:00
2024-08-27 04:00
2024-08-27 05:00
2024-08-27 06:00
2024-08-27 07:00
2024-08-27 08:00
2024-08-27 09:00
2024-08-27 10:00
2024-08-27 11:00
2024-08-27 12:00
2024-08-27 13:00
2024-08-27 14:00
2024-08-27 15:00
2024-08-27 16:00
2024-08-27 17:00
2024-08-27 18:00
2024-08-27 19:00
2024-08-27 20:00
2024-08-27 21:00
2024-08-27 22:00
2024-08-27 23:00
2024-08-28
2024-08-28 01:00
2024-08-28 02:00
2024-08-28 03:00
2024-08-28 04:00
2024-08-28 05:00
2024-08-28 06:00
2024-08-28 07:00
2024-08-28 08:00
2024-08-28 09:00
2024-08-28 10:00
2024-08-28 11:00
2024-08-28 12:00
2024-08-28 13:00
2024-08-28 14:00
2024-08-28 15:00
2024-08-28 16:00
2024-08-28 17:00
2024-08-28 18:00
2024-08-28 19:00
2024-08-28 20:00
2024-08-28 21:00
2024-08-28 22:00
2024-08-28 23:00
2024-08-29
2024-08-29 01:00
2024-08-29 02:00
2024-08-29 03:00
2024-08-29 04:00
2024-08-29 05:00
2024-08-29 06:00
2024-08-29 07:00
2024-08-29 08:00
2024-08-29 09:00
2024-08-29 10:00
2024-08-29 11:00
2024-08-29 12:00
2024-08-29 13:00
2024-08-29 14:00
2024-08-29 15:00
2024-08-29 16:00
2024-08-29 17:00
2024-08-29 18:00
2024-08-29 19:00
2024-08-29 20:00
2024-08-29 21:00
2024-08-29 22:00
2024-08-29 23:00
2024-08-30
2024-08-30 01:00
2024-08-30 02:00
2024-08-30 03:00
2024-08-30 04:00
2024-08-30 05:00
2024-08-30 06:00
2024-08-30 07:00
2024-08-30 08:00
2024-08-30 09:00
2024-08-30 10:00
2024-08-30 11:00
2024-08-30 12:00
2024-08-30 13:00
2024-08-30 14:00
2024-08-30 15:00
2024-08-30 16:00
2024-08-30 17:00
2024-08-30 18:00
2024-08-30 19:00
2024-08-30 20:00
2024-08-30 21:00
2024-08-30 22:00
2024-08-30 23:00
2024-08-31
2024-08-31 01:00
2024-08-31 02:00
2024-08-31 03:00
2024-08-31 04:00
2024-08-31 05:00
2024-08-31 06:00
2024-08-31 07:00
2024-08-31 08:00
2024-08-31 09:00
2024-08-31 10:00
2024-08-31 11:00
2024-08-31 12:00
2024-08-31 13:00
2024-08-31 14:00
2024-08-31 15:00
2024-08-31 16:00
2024-08-31 17:00
2024-08-31 18:00
2024-08-31 19:00
2024-08-31 20:00
2024-08-31 21:00
2024-08-31 22:00
2024-08-31 23:00
2024-09-01
2024-09-01 01:00
2024-09-01 02:00
2024-09-01 03:00
2024-09-01 04:00
2024-09-01 05:00
2024-09-01 06:00
2024-09-01 07:00
2024-09-01 08:00
2024-09-01 09:00
2024-09-01 10:00
2024-09-01 11:00
2024-09-01 12:00
2024-09-01 13:00
2024-09-01 14:00
2024-09-01 15:00
2024-09-01 16:00
2024-09-01 17:00
2024-09-01 18:00
2024-09-01 19:00
2024-09-01 20:00
2024-09-01 21:00
2024-09-01 22:00
2024-09-01 23:00
2024-09-02
2024-09-02 01:00
2024-09-02 02:00
2024-09-02 03:00
2024-09-02 04:00
2024-09-02 05:00
2024-09-02 06:00
2024-09-02 07:00
2024-09-02 08:00
2024-09-02 09:00
2024-09-02 10:00
2024-09-02 11:00
2024-09-02 12:00
2024-09-02 13:00
2024-09-02 14:00
2024-09-02 15:00
2024-09-02 16:00
2024-09-02 17:00
2024-09-02 18:00
2024-09-02 19:00
2024-09-02 20:00
2024-09-02 21:00
2024-09-02 22:00
2024-09-02 23:00
2024-09-03
2024-09-03 01:00
2024-09-03 02:00
2024-09-03 03:00
2024-09-03 04:00
2024-09-03 05:00
2024-09-03 06:00
2024-09-03 07:00
2024-09-03 08:00
2024-09-03 09:00
2024-09-03 10:00
2024-09-03 11:00
2024-09-03 12:00
2024-09-03 13:00
2024-09-03 14:00
2024-09-03 15:00
2024-09-03 16:00
2024-09-03 17:00
2024-09-03 18:00
2024-09-03 19:00
2024-09-03 20:00
2024-09-03 21:00
2024-09-03 22:00
2024-09-03 23:00
2024-09-04
2024-09-04 01:00
2024-09-04 02:00
2024-09-04 03:00
2024-09-04 04:00
2024-09-04 05:00
2024-09-04 06:00
2024-09-04 07:00
2024-09-04 08:00
2024-09-04 09:00
2024-09-04 10:00
2024-09-04 11:00
2024-09-04 12:00
2024-09-04 13:00
2024-09-04 14:00
2024-09-04 15:00
2024-09-04 16:00
2024-09-04 17:00
2024-09-04 18:00
2024-09-04 19:00
2024-09-04 20:00
2024-09-04 21:00
2024-09-04 22:00
2024-09-04 23:00
2024-09-05
2024-09-05 01:00
2024-09-05 02:00
2024-09-05 03:00
2024-09-05 04:00
2024-09-05 05:00
2024-09-05 06:00
2024-09-05 07:00
2024-09-05 08:00
2024-09-05 09:00
2024-09-05 10:00
2024-09-05 11:00
2024-09-05 12:00
2024-09-05 13:00
2024-09-05 14:00
2024-09-05 15:00
2024-09-05 16:00
2024-09-05 17:00
2024-09-05 18:00
2024-09-05 19:00
2024-09-05 20:00
2024-09-05 21:00
2024-09-05 22:00
2024-09-05 23:00
2024-09-06
2024-09-06 01:00
2024-09-06 02:00
2024-09-06 03:00
2024-09-06 04:00
2024-09-06 05:00
2024-09-06 06:00
2024-09-06 07:00
2024-09-06 08:00
2024-09-06 09:00
2024-09-06 10:00
2024-09-06 11:00
2024-09-06 12:00
2024-09-06 13:00
2024-09-06 14:00
2024-09-06 15:00
2024-09-06 16:00
2024-09-06 17:00
2024-09-06 18:00
2024-09-06 19:00
2024-09-06 20:00
2024-09-06 21:00
2024-09-06 22:00
2024-09-06 23:00
2024-09-07
2024-09-07 01:00
2024-09-07 02:00
2024-09-07 03:00
2024-09-07 04:00
2024-09-07 05:00
2024-09-07 06:00
2024-09-07 07:00
2024-09-07 08:00
2024-09-07 09:00
2024-09-07 10:00
2024-09-07 11:00
2024-09-07 12:00
2024-09-07 13:00
2024-09-07 14:00
2024-09-07 15:00
2024-09-07 16:00
2024-09-07 17:00
2024-09-07 18:00
2024-09-07 19:00
2024-09-07 20:00
2024-09-07 21:00
2024-09-07 22:00
2024-09-07 23:00
2024-09-08
2024-09-08 01:00
2024-09-08 02:00
2024-09-08 03:00
2024-09-08 04:00
2024-09-08 05:00
2024-09-08 06:00
2024-09-08 07:00
2024-09-08 08:00
2024-09-08 09:00
2024-09-08 10:00
2024-09-08 11:00
2024-09-08 12:00
2024-09-08 13:00
2024-09-08 14:00
2024-09-08 15:00
2024-09-08 16:00
2024-09-08 17:00
2024-09-08 18:00
2024-09-08 19:00
2024-09-08 20:00
2024-09-08 21:00
2024-09-08 22:00
2024-09-08 23:00
2024-09-09
2024-09-09 01:00
2024-09-09 02:00
2024-09-09 03:00
2024-09-09 04:00
2024-09-09 05:00
2024-09-09 06:00
2024-09-09 07:00
2024-09-09 08:00
2024-09-09 09:00
2024-09-09 10:00
2024-09-09 11:00
2024-09-09 12:00
2024-09-09 13:00
2024-09-09 14:00
2024-09-09 15:00
2024-09-09 16:00
2024-09-09 17:00
2024-09-09 18:00
2024-09-09 19:00
2024-09-09 20:00
2024-09-09 21:00
2024-09-09 22:00
2024-09-09 23:00
2024-09-10
2024-09-10 01:00
2024-09-10 02:00
2024-09-10 03:00
2024-09-10 04:00
2024-09-10 05:00
2024-09-10 06:00
2024-09-10 07:00
2024-09-10 08:00
2024-09-10 09:00
2024-09-10 10:00
2024-09-10 11:00
2024-09-10 12:00
2024-09-10 13:00
2024-09-10 14:00
2024-09-10 15:00
2024-09-10 16:00
2024-09-10 17:00
2024-09-10 18:00
2024-09-10 19:00
2024-09-10 20:00
2024-09-10 21:00
2024-09-10 22:00
2024-09-10 23:00
2024-09-11
2024-09-11 01:00
2024-09-11 02:00
2024-09-11 03:00
2024-09-11 04:00
2024-09-11 05:00
2024-09-11 06:00
2024-09-11 07:00
2024-09-11 08:00
2024-09-11 09:00
2024-09-11 10:00
2024-09-11 11:00
2024-09-11 12:00
2024-09-11 13:00
2024-09-11 14:00
2024-09-11 15:00
2024-09-11 16:00
2024-09-11 17:00
2024-09-11 18:00
2024-09-11 19:00
2024-09-11 20:00
2024-09-11 21:00
2024-09-11 22:00
2024-09-11 23:00
2024-09-12
2024-09-12 01:00
2024-09-12 02:00
2024-09-12 03:00
2024-09-12 04:00
2024-09-12 05:00
2024-09-12 06:00
2024-09-12 07:00
2024-09-12 08:00
2024-09-12 09:00
2024-09-12 10:00
2024-09-12 11:00
2024-09-12 12:00
2024-09-12 13:00
2024-09-12 14:00
2024-09-12 15:00
2024-09-12 16:00
2024-09-12 17:00
2024-09-12 18:00
2024-09-12 19:00
2024-09-12 20:00
2024-09-12 21:00
2024-09-12 22:00
2024-09-12 23:00
2024-09-13
2024-09-13 01:00
2024-09-13 02:00
2024-09-13 03:00
2024-09-13 04:00
2024-09-13 05:00
2024-09-13 06:00
2024-09-13 07:00
2024-09-13 08:00
2024-09-13 09:00
2024-09-13 10:00
2024-09-13 11:00
2024-09-13 12:00
2024-09-13 13:00
2024-09-13 14:00
2024-09-13 15:00
2024-09-13 16:00
2024-09-13 17:00
2024-09-13 18:00
2024-09-13 19:00
2024-09-13 20:00
2024-09-13 21:00
2024-09-13 22:00
2024-09-13 23:00
2024-09-14
2024-09-14 01:00
2024-09-14 02:00
2024-09-14 03:00
2024-09-14 04:00
2024-09-14 05:00
2024-09-14 06:00
2024-09-14 07:00
2024-09-14 08:00
2024-09-14 09:00
2024-09-14 10:00
2024-09-14 11:00
2024-09-14 12:00
2024-09-14 13:00
2024-09-14 14:00
2024-09-14 15:00
2024-09-14 16:00
2024-09-14 17:00
2024-09-14 18:00
2024-09-14 19:00
2024-09-14 20:00
2024-09-14 21:00
2024-09-14 22:00
2024-09-14 23:00
2024-09-15
2024-09-15 01:00
2024-09-15 02:00
2024-09-15 03:00
2024-09-15 04:00
2024-09-15 05:00
2024-09-15 06:00
2024-09-15 07:00
2024-09-15 08:00
2024-09-15 09:00
2024-09-15 10:00
2024-09-15 11:00
2024-09-15 12:00
2024-09-15 13:00
2024-09-15 14:00
2024-09-15 15:00
2024-09-15 16:00
2024-09-15 17:00
2024-09-15 18:00
2024-09-15 19:00
2024-09-15 20:00
2024-09-15 21:00
2024-09-15 22:00
2024-09-15 23:00
2024-09-16
2024-09-16 01:00
2024-09-16 02:00
2024-09-16 03:00
2024-09-16 04:00
2024-09-16 05:00
2024-09-16 06:00
2024-09-16 07:00
2024-09-16 08:00
2024-09-16 09:00
2024-09-16 10:00
2024-09-16 11:00
2024-09-16 12:00
2024-09-16 13:00
2024-09-16 14:00
2024-09-16 15:00
2024-09-16 16:00
2024-09-16 17:00
2024-09-16 18:00
2024-09-16 19:00
2024-09-16 20:00
2024-09-16 21:00
2024-09-16 22:00
2024-09-16 23:00
2024-09-17
2024-09-17 01:00
2024-09-17 02:00
2024-09-17 03:00
2024-09-17 04:00
2024-09-17 05:00
2024-09-17 06:00
2024-09-17 07:00
2024-09-17 08:00
2024-09-17 09:00
2024-09-17 10:00
2024-09-17 11:00
2024-09-17 12:00
2024-09-17 13:00
2024-09-17 14:00
2024-09-17 15:00
2024-09-17 16:00
2024-09-17 17:00
2024-09-17 18:00
2024-09-17 19:00
2024-09-17 20:00
2024-09-17 21:00
2024-09-17 22:00
2024-09-17 23:00
2024-09-18
2024-09-18 01:00
2024-09-18 02:00
2024-09-18 03:00
2024-09-18 04:00
2024-09-18 05:00
2024-09-18 06:00
2024-09-18 07:00
2024-09-18 08:00
2024-09-18 09:00
2024-09-18 10:00
2024-09-18 11:00
2024-09-18 12:00
2024-09-18 13:00
2024-09-18 14:00
2024-09-18 15:00
2024-09-18 16:00
2024-09-18 17:00
2024-09-18 18:00
2024-09-18 19:00
2024-09-18 20:00
2024-09-18 21:00
2024-09-18 22:00
2024-09-18 23:00
2024-09-19
2024-09-19 01:00
2024-09-19 02:00
2024-09-19 03:00
2024-09-19 04:00
2024-09-19 05:00
2024-09-19 06:00
2024-09-19 07:00
2024-09-19 08:00
2024-09-19 09:00
2024-09-19 10:00
2024-09-19 11:00
2024-09-19 12:00
2024-09-19 13:00
2024-09-19 14:00
2024-09-19 15:00
2024-09-19 16:00
2024-09-19 17:00
2024-09-19 18:00
2024-09-19 19:00
2024-09-19 20:00
2024-09-19 21:00
2024-09-19 22:00
2024-09-19 23:00
2024-09-20
2024-09-20 01:00
2024-09-20 02:00
2024-09-20 03:00
2024-09-20 04:00
2024-09-20 05:00
2024-09-20 06:00
2024-09-20 07:00
2024-09-20 08:00
2024-09-20 09:00
2024-09-20 10:00
2024-09-20 11:00
2024-09-20 12:00
2024-09-20 13:00
2024-09-20 14:00
2024-09-20 15:00
2024-09-20 16:00
2024-09-20 17:00
2024-09-20 18:00
2024-09-20 19:00
2024-09-20 20:00
2024-09-20 21:00
2024-09-20 22:00
2024-09-20 23:00
2024-09-21
2024-09-21 01:00
2024-09-21 02:00
2024-09-21 03:00
2024-09-21 04:00
2024-09-21 05:00
2024-09-21 06:00
2024-09-21 07:00
2024-09-21 08:00
2024-09-21 09:00
2024-09-21 10:00
2024-09-21 11:00
2024-09-21 12:00
2024-09-21 13:00
2024-09-21 14:00
2024-09-21 15:00
2024-09-21 16:00
2024-09-21 17:00
2024-09-21 18:00
2024-09-21 19:00
2024-09-21 20:00
2024-09-21 21:00
2024-09-21 22:00
2024-09-21 23:00
2024-09-22
2024-09-22 01:00
2024-09-22 02:00
2024-09-22 03:00
2024-09-22 04:00
2024-09-22 05:00
2024-09-22 06:00
2024-09-22 07:00
2024-09-22 08:00
2024-09-22 09:00
2024-09-22 10:00
2024-09-22 11:00
2024-09-22 12:00
2024-09-22 13:00
2024-09-22 14:00
2024-09-22 15:00
2024-09-22 16:00
2024-09-22 17:00
2024-09-22 18:00
2024-09-22 19:00
2024-09-22 20:00
2024-09-22 21:00
2024-09-22 22:00
2024-09-22 23:00
2024-09-23
2024-09-23 01:00
2024-09-23 02:00
2024-09-23 03:00
2024-09-23 04:00
2024-09-23 05:00
2024-09-23 06:00
2024-09-23 07:00
2024-09-23 08:00
2024-09-23 09:00
2024-09-23 10:00
2024-09-23 11:00
2024-09-23 12:00
2024-09-23 13:00
2024-09-23 14:00
2024-09-23 15:00
2024-09-23 16:00
2024-09-23 17:00
2024-09-23 18:00
2024-09-23 19:00
2024-09-23 20:00
2024-09-23 21:00
2024-09-23 22:00
2024-09-23 23:00
2024-09-24
2024-09-24 01:00
2024-09-24 02:00
2024-09-24 03:00
2024-09-24 04:00
2024-09-24 05:00
2024-09-24 06:00
2024-09-24 07:00
2024-09-24 08:00
2024-09-24 09:00
2024-09-24 10:00
2024-09-24 11:00
2024-09-24 12:00
2024-09-24 13:00
2024-09-24 14:00
2024-09-24 15:00
2024-09-24 16:00
2024-09-24 17:00
2024-09-24 18:00
2024-09-24 19:00
2024-09-24 20:00
2024-09-24 21:00
2024-09-24 22:00
2024-09-24 23:00
2024-09-25
2024-09-25 01:00
2024-09-25 02:00
2024-09-25 03:00
2024-09-25 04:00
2024-09-25 05:00
2024-09-25 06:00
2024-09-25 07:00
2024-09-25 08:00
2024-09-25 09:00
2024-09-25 10:00
2024-09-25 11:00
2024-09-25 12:00
2024-09-25 13:00
2024-09-25 14:00
2024-09-25 15:00
2024-09-25 16:00
2024-09-25 17:00
2024-09-25 18:00
2024-09-25 19:00
2024-09-25 20:00
2024-09-25 21:00
2024-09-25 22:00
2024-09-25 23:00
2024-09-26
2024-09-26 01:00
2024-09-26 02:00
2024-09-26 03:00
2024-09-26 04:00
2024-09-26 05:00
2024-09-26 06:00
2024-09-26 07:00
2024-09-26 08:00
2024-09-26 09:00
2024-09-26 10:00
2024-09-26 11:00
2024-09-26 12:00
2024-09-26 13:00
2024-09-26 14:00
2024-09-26 15:00
2024-09-26 16:00
2024-09-26 17:00
2024-09-26 18:00
2024-09-26 19:00
2024-09-26 20:00
2024-09-26 21:00
2024-09-26 22:00
2024-09-26 23:00
2024-09-27
2024-09-27 01:00
2024-09-27 02:00
2024-09-27 03:00
2024-09-27 04:00
2024-09-27 05:00
2024-09-27 06:00
2024-09-27 07:00
2024-09-27 08:00
2024-09-27 09:00
2024-09-27 10:00
2024-09-27 11:00
2024-09-27 12:00
2024-09-27 13:00
2024-09-27 14:00
2024-09-27 15:00
2024-09-27 16:00
2024-09-27 17:00
2024-09-27 18:00
2024-09-27 19:00
2024-09-27 20:00
2024-09-27 21:00
2024-09-27 22:00
2024-09-27 23:00
2024-09-28
2024-09-28 01:00
2024-09-28 02:00
2024-09-28 03:00
2024-09-28 04:00
2024-09-28 05:00
2024-09-28 06:00
2024-09-28 07:00
2024-09-28 08:00
2024-09-28 09:00
2024-09-28 10:00
2024-09-28 11:00
2024-09-28 12:00
2024-09-28 13:00
2024-09-28 14:00
2024-09-28 15:00
2024-09-28 16:00
2024-09-28 17:00
2024-09-28 18:00
2024-09-28 19:00
2024-09-28 20:00
2024-09-28 21:00
2024-09-28 22:00
2024-09-28 23:00
2024-09-29
2024-09-29 01:00
2024-09-29 02:00
2024-09-29 03:00
2024-09-29 04:00
2024-09-29 05:00
2024-09-29 06:00
2024-09-29 07:00
2024-09-29 08:00
2024-09-29 09:00
2024-09-29 10:00
2024-09-29 11:00
2024-09-29 12:00
2024-09-29 13:00
2024-09-29 14:00
2024-09-29 15:00
2024-09-29 16:00
2024-09-29 17:00
2024-09-29 18:00
2024-09-29 19:00
2024-09-29 20:00
2024-09-29 21:00
2024-09-29 22:00
2024-09-29 23:00
2024-09-30
2024-09-30 01:00
2024-09-30 02:00
2024-09-30 03:00
2024-09-30 04:00
2024-09-30 05:00
2024-09-30 06:00
2024-09-30 07:00
2024-09-30 08:00
2024-09-30 09:00
2024-09-30 10:00
2024-09-30 11:00
2024-09-30 12:00
2024-09-30 13:00
2024-09-30 14:00
2024-09-30 15:00
2024-09-30 16:00
2024-09-30 17:00
2024-09-30 18:00
2024-09-30 19:00
2024-09-30 20:00
2024-09-30 21:00
2024-09-30 22:00
2024-09-30 23:00
2024-10-01
2024-10-01 01:00
2024-10-01 02:00
2024-10-01 03:00
2024-10-01 04:00
2024-10-01 05:00
2024-10-01 06:00
2024-10-01 07:00
2024-10-01 08:00
2024-10-01 09:00
2024-10-01 10:00
2024-10-01 11:00
2024-10-01 12:00
2024-10-01 13:00
2024-10-01 14:00
2024-10-01 15:00
2024-10-01 16:00
2024-10-01 17:00
2024-10-01 18:00
2024-10-01 19:00
2024-10-01 20:00
2024-10-01 21:00
2024-10-01 22:00
2024-10-01 23:00
2024-10-02
2024-10-02 01:00
2024-10-02 02:00
2024-10-02 03:00
2024-10-02 04:00
2024-10-02 05:00
2024-10-02 06:00
2024-10-02 07:00
2024-10-02 08:00
2024-10-02 09:00
2024-10-02 10:00
2024-10-02 11:00
2024-10-02 12:00
2024-10-02 13:00
2024-10-02 14:00
2024-10-02 15:00
2024-10-02 16:00
2024-10-02 17:00
2024-10-02 18:00
2024-10-02 19:00
2024-10-02 20:00
2024-10-02 21:00
2024-10-02 22:00
2024-10-02 23:00
2024-10-03
2024-10-03 01:00
2024-10-03 02:00
2024-10-03 03:00
2024-10-03 04:00
2024-10-03 05:00
2024-10-03 06:00
2024-10-03 07:00
2024-10-03 08:00
2024-10-03 09:00
2024-10-03 10:00
2024-10-03 11:00
2024-10-03 12:00
2024-10-03 13:00
2024-10-03 14:00
2024-10-03 15:00
2024-10-03 16:00
2024-10-03 17:00
2024-10-03 18:00
2024-10-03 19:00
2024-10-03 20:00
2024-10-03 21:00
2024-10-03 22:00
2024-10-03 23:00
2024-10-04
2024-10-04 01:00
2024-10-04 02:00
2024-10-04 03:00
2024-10-04 04:00
2024-10-04 05:00
2024-10-04 06:00
2024-10-04 07:00
2024-10-04 08:00
2024-10-04 09:00
2024-10-04 10:00
2024-10-04 11:00
2024-10-04 12:00
2024-10-04 13:00
2024-10-04 14:00
2024-10-04 15:00
2024-10-04 16:00
2024-10-04 17:00
2024-10-04 18:00
2024-10-04 19:00
2024-10-04 20:00
2024-10-04 21:00
2024-10-04 22:00
2024-10-04 23:00
2024-10-05
2024-10-05 01:00
2024-10-05 02:00
2024-10-05 03:00
2024-10-05 04:00
2024-10-05 05:00
2024-10-05 06:00
2024-10-05 07:00
2024-10-05 08:00
2024-10-05 09:00
2024-10-05 10:00
2024-10-05 11:00
2024-10-05 12:00
2024-10-05 13:00
2024-10-05 14:00
2024-10-05 15:00
2024-10-05 16:00
2024-10-05 17:00
2024-10-05 18:00
2024-10-05 19:00
2024-10-05 20:00
2024-10-05 21:00
2024-10-05 22:00
2024-10-05 23:00
2024-10-06
2024-10-06 01:00
2024-10-06 02:00
2024-10-06 03:00
2024-10-06 04:00
2024-10-06 05:00
2024-10-06 06:00
2024-10-06 07:00
2024-10-06 08:00
2024-10-06 09:00
2024-10-06 10:00
2024-10-06 11:00
2024-10-06 12:00
2024-10-06 13:00
2024-10-06 14:00
2024-10-06 15:00
2024-10-06 16:00
2024-10-06 17:00
2024-10-06 18:00
2024-10-06 19:00
2024-10-06 20:00
2024-10-06 21:00
2024-10-06 22:00
2024-10-06 23:00
2024-10-07
2024-10-07 01:00
2024-10-07 02:00
2024-10-07 03:00
2024-10-07 04:00
2024-10-07 05:00
2024-10-07 06:00
2024-10-07 07:00
2024-10-07 08:00
2024-10-07 09:00
2024-10-07 10:00
2024-10-07 11:00
2024-10-07 12:00
2024-10-07 13:00
2024-10-07 14:00
2024-10-07 15:00
2024-10-07 16:00
2024-10-07 17:00
2024-10-07 18:00
2024-10-07 19:00
2024-10-07 20:00
2024-10-07 21:00
2024-10-07 22:00
2024-10-07 23:00
2024-10-08
2024-10-08 01:00
2024-10-08 02:00
2024-10-08 03:00
2024-10-08 04:00
2024-10-08 05:00
2024-10-08 06:00
2024-10-08 07:00
2024-10-08 08:00
2024-10-08 09:00
2024-10-08 10:00
2024-10-08 11:00
2024-10-08 12:00
2024-10-08 13:00
2024-10-08 14:00
2024-10-08 15:00
2024-10-08 16:00
2024-10-08 17:00
2024-10-08 18:00
2024-10-08 19:00
2024-10-08 20:00
2024-10-08 21:00
2024-10-08 22:00
2024-10-08 23:00
2024-10-09
2024-10-09 01:00
2024-10-09 02:00
2024-10-09 03:00
2024-10-09 04:00
2024-10-09 05:00
2024-10-09 06:00
2024-10-09 07:00
2024-10-09 08:00
2024-10-09 09:00
2024-10-09 10:00
2024-10-09 11:00
2024-10-09 12:00
2024-10-09 13:00
2024-10-09 14:00
2024-10-09 15:00
2024-10-09 16:00
2024-10-09 17:00
2024-10-09 18:00
2024-10-09 19:00
2024-10-09 20:00
2024-10-09 21:00
2024-10-09 22:00
2024-10-09 23:00
2024-10-10
2024-10-10 01:00
2024-10-10 02:00
2024-10-10 03:00
2024-10-10 04:00
2024-10-10 05:00
2024-10-10 06:00
2024-10-10 07:00
2024-10-10 08:00
2024-10-10 09:00
2024-10-10 10:00
2024-10-10 11:00
2024-10-10 12:00
2024-10-10 13:00
2024-10-10 14:00
2024-10-10 15:00
2024-10-10 16:00
2024-10-10 17:00
2024-10-10 18:00
2024-10-10 19:00
2024-10-10 20:00
2024-10-10 21:00
2024-10-10 22:00
2024-10-10 23:00
2024-10-11
2024-10-11 01:00
2024-10-11 02:00
2024-10-11 03:00
2024-10-11 04:00
2024-10-11 05:00
2024-10-11 06:00
2024-10-11 07:00
2024-10-11 08:00
2024-10-11 09:00
2024-10-11 10:00
2024-10-11 11:00
2024-10-11 12:00
2024-10-11 13:00
2024-10-11 14:00
2024-10-11 15:00
2024-10-11 16:00
2024-10-11 17:00
2024-10-11 18:00
2024-10-11 19:00
2024-10-11 20:00
2024-10-11 21:00
2024-10-11 22:00
2024-10-11 23:00
2024-10-12
2024-10-12 01:00
2024-10-12 02:00
2024-10-12 03:00
2024-10-12 04:00
2024-10-12 05:00
2024-10-12 06:00
2024-10-12 07:00
2024-10-12 08:00
2024-10-12 09:00
2024-10-12 10:00
2024-10-12 11:00
2024-10-12 12:00
2024-10-12 13:00
2024-10-12 14:00
2024-10-12 15:00
2024-10-12 16:00
2024-10-12 17:00
2024-10-12 18:00
2024-10-12 19:00
2024-10-12 20:00
2024-10-12 21:00
2024-10-12 22:00
2024-10-12 23:00
2024-10-13
2024-10-13 01:00
2024-10-13 02:00
2024-10-13 03:00
2024-10-13 04:00
2024-10-13 05:00
2024-10-13 06:00
2024-10-13 07:00
2024-10-13 08:00
2024-10-13 09:00
2024-10-13 10:00
2024-10-13 11:00
2024-10-13 12:00
2024-10-13 13:00
2024-10-13 14:00
2024-10-13 15:00
2024-10-13 16:00
2024-10-13 17:00
2024-10-13 18:00
2024-10-13 19:00
2024-10-13 20:00
2024-10-13 21:00
2024-10-13 22:00
2024-10-13 23:00
2024-10-14
2024-10-14 01:00
2024-10-14 02:00
2024-10-14 03:00
2024-10-14 04:00
2024-10-14 05:00
2024-10-14 06:00
2024-10-14 07:00
2024-10-14 08:00
2024-10-14 09:00
2024-10-14 10:00
2024-10-14 11:00
2024-10-14 12:00
2024-10-14 13:00
2024-10-14 14:00
2024-10-14 15:00
2024-10-14 16:00
2024-10-14 17:00
2024-10-14 18:00
2024-10-14 19:00
2024-10-14 20:00
2024-10-14 21:00
2024-10-14 22:00
2024-10-14 23:00
2024-10-15
2024-10-15 01:00
2024-10-15 02:00
2024-10-15 03:00
2024-10-15 04:00
2024-10-15 05:00
2024-10-15 06:00
2024-10-15 07:00
2024-10-15 08:00
2024-10-15 09:00
2024-10-15 10:00
2024-10-15 11:00
2024-10-15 12:00
2024-10-15 13:00
2024-10-15 14:00
2024-10-15 15:00
2024-10-15 16:00
2024-10-15 17:00
2024-10-15 18:00
2024-10-15 19:00
2024-10-15 20:00
2024-10-15 21:00
2024-10-15 22:00
2024-10-15 23:00
2024-10-16
2024-10-16 01:00
2024-10-16 02:00
2024-10-16 03:00
2024-10-16 04:00
2024-10-16 05:00
2024-10-16 06:00
2024-10-16 07:00
2024-10-16 08:00
2024-10-16 09:00
2024-10-16 10:00
2024-10-16 11:00
2024-10-16 12:00
2024-10-16 13:00
2024-10-16 14:00
2024-10-16 15:00
2024-10-16 16:00
2024-10-16 17:00
2024-10-16 18:00
2024-10-16 19:00
2024-10-16 20:00
2024-10-16 21:00
2024-10-16 22:00
2024-10-16 23:00
2024-10-17
2024-10-17 01:00
2024-10-17 02:00
2024-10-17 03:00
2024-10-17 04:00
2024-10-17 05:00
2024-10-17 06:00
2024-10-17 07:00
2024-10-17 08:00
2024-10-17 09:00
2024-10-17 10:00
2024-10-17 11:00
2024-10-17 12:00
2024-10-17 13:00
2024-10-17 14:00
2024-10-17 15:00
2024-10-17 16:00
2024-10-17 17:00
2024-10-17 18:00
2024-10-17 19:00
2024-10-17 20:00
2024-10-17 21:00
2024-10-17 22:00
2024-10-17 23:00
2024-10-18
2024-10-18 01:00
2024-10-18 02:00
2024-10-18 03:00
2024-10-18 04:00
2024-10-18 05:00
2024-10-18 06:00
2024-10-18 07:00
2024-10-18 08:00
2024-10-18 09:00
2024-10-18 10:00
2024-10-18 11:00
2024-10-18 12:00
2024-10-18 13:00
2024-10-18 14:00
2024-10-18 15:00
2024-10-18 16:00
2024-10-18 17:00
2024-10-18 18:00
2024-10-18 19:00
2024-10-18 20:00
2024-10-18 21:00
2024-10-18 22:00
2024-10-18 23:00
2024-10-19
2024-10-19 01:00
2024-10-19 02:00
2024-10-19 03:00
2024-10-19 04:00
2024-10-19 05:00
2024-10-19 06:00
2024-10-19 07:00
2024-10-19 08:00
2024-10-19 09:00
2024-10-19 10:00
2024-10-19 11:00
2024-10-19 12:00
2024-10-19 13:00
2024-10-19 14:00
2024-10-19 15:00
2024-10-19 16:00
2024-10-19 17:00
2024-10-19 18:00
2024-10-19 19:00
2024-10-19 20:00
2024-10-19 21:00
2024-10-19 22:00
2024-10-19 23:00
2024-10-20
2024-10-20 01:00
2024-10-20 02:00
2024-10-20 03:00
2024-10-20 04:00
2024-10-20 05:00
2024-10-20 06:00
2024-10-20 07:00
2024-10-20 08:00
2024-10-20 09:00
2024-10-20 10:00
2024-10-20 11:00
2024-10-20 12:00
2024-10-20 13:00
2024-10-20 14:00
2024-10-20 15:00
2024-10-20 16:00
2024-10-20 17:00
2024-10-20 18:00
2024-10-20 19:00
2024-10-20 20:00
2024-10-20 21:00
2024-10-20 22:00
2024-10-20 23:00
2024-10-21
2024-10-21 01:00
2024-10-21 02:00
2024-10-21 03:00
2024-10-21 04:00
2024-10-21 05:00
2024-10-21 06:00
2024-10-21 07:00
2024-10-21 08:00
2024-10-21 09:00
2024-10-21 10:00
2024-10-21 11:00
2024-10-21 12:00
2024-10-21 13:00
2024-10-21 14:00
2024-10-21 15:00
2024-10-21 16:00
2024-10-21 17:00
2024-10-21 18:00
2024-10-21 19:00
2024-10-21 20:00
2024-10-21 21:00
2024-10-21 22:00
2024-10-21 23:00
2024-10-22
2024-10-22 01:00
2024-10-22 02:00
2024-10-22 03:00
2024-10-22 04:00
2024-10-22 05:00
2024-10-22 06:00
2024-10-22 07:00
2024-10-22 08:00
2024-10-22 09:00
2024-10-22 10:00
2024-10-22 11:00
2024-10-22 12:00
2024-10-22 13:00
2024-10-22 14:00
2024-10-22 15:00
2024-10-22 16:00
2024-10-22 17:00
2024-10-22 18:00
2024-10-22 19:00
2024-10-22 20:00
2024-10-22 21:00
2024-10-22 22:00
2024-10-22 23:00
2024-10-23
2024-10-23 01:00
2024-10-23 02:00
2024-10-23 03:00
2024-10-23 04:00
2024-10-23 05:00
2024-10-23 06:00
2024-10-23 07:00
2024-10-23 08:00
2024-10-23 09:00
2024-10-23 10:00
2024-10-23 11:00
2024-10-23 12:00
2024-10-23 13:00
2024-10-23 14:00
2024-10-23 15:00
2024-10-23 16:00
2024-10-23 17:00
2024-10-23 18:00
2024-10-23 19:00
2024-10-23 20:00
2024-10-23 21:00
2024-10-23 22:00
2024-10-23 23:00
2024-10-24
2024-10-24 01:00
2024-10-24 02:00
2024-10-24 03:00
2024-10-24 04:00
2024-10-24 05:00
2024-10-24 06:00
2024-10-24 07:00
2024-10-24 08:00
2024-10-24 09:00
2024-10-24 10:00
2024-10-24 11:00
2024-10-24 12:00
2024-10-24 13:00
2024-10-24 14:00
2024-10-24 15:00
2024-10-24 16:00
2024-10-24 17:00
2024-10-24 18:00
2024-10-24 19:00
2024-10-24 20:00
2024-10-24 21:00
2024-10-24 22:00
2024-10-24 23:00
2024-10-25
2024-10-25 01:00
2024-10-25 02:00
2024-10-25 03:00
2024-10-25 04:00
2024-10-25 05:00
2024-10-25 06:00
2024-10-25 07:00
2024-10-25 08:00
2024-10-25 09:00
2024-10-25 10:00
2024-10-25 11:00
2024-10-25 12:00
2024-10-25 13:00
2024-10-25 14:00
2024-10-25 15:00
2024-10-25 16:00
2024-10-25 17:00
2024-10-25 18:00
2024-10-25 19:00
2024-10-25 20:00
2024-10-25 21:00
2024-10-25 22:00
2024-10-25 23:00
2024-10-26
2024-10-26 01:00
2024-10-26 02:00
2024-10-26 03:00
2024-10-26 04:00
2024-10-26 05:00
2024-10-26 06:00
2024-10-26 07:00
2024-10-26 08:00
2024-10-26 09:00
2024-10-26 10:00
2024-10-26 11:00
2024-10-26 12:00
2024-10-26 13:00
2024-10-26 14:00
2024-10-26 15:00
2024-10-26 16:00
2024-10-26 17:00
2024-10-26 18:00
2024-10-26 19:00
2024-10-26 20:00
2024-10-26 21:00
2024-10-26 22:00
2024-10-26 23:00
2024-10-27
2024-10-27 01:00
2024-10-27 02:00
2024-10-27 03:00
2024-10-27 04:00
2024-10-27 05:00
2024-10-27 06:00
2024-10-27 07:00
2024-10-27 08:00
2024-10-27 09:00
2024-10-27 10:00
2024-10-27 11:00
2024-10-27 12:00
2024-10-27 13:00
2024-10-27 14:00
2024-10-27 15:00
2024-10-27 16:00
2024-10-27 17:00
2024-10-27 18:00
2024-10-27 19:00
2024-10-27 20:00
2024-10-27 21:00
2024-10-27 22:00
2024-10-27 23:00
2024-10-28
2024-10-28 01:00
2024-10-28 02:00
2024-10-28 03:00
2024-10-28 04:00
2024-10-28 05:00
2024-10-28 06:00
2024-10-28 07:00
2024-10-28 08:00
2024-10-28 09:00
2024-10-28 10:00
2024-10-28 11:00
2024-10-28 12:00
2024-10-28 13:00
2024-10-28 14:00
2024-10-28 15:00
2024-10-28 16:00
2024-10-28 17:00
2024-10-28 18:00
2024-10-28 19:00
2024-10-28 20:00
2024-10-28 21:00
2024-10-28 22:00
2024-10-28 23:00
2024-10-29
2024-10-29 01:00
2024-10-29 02:00
2024-10-29 03:00
2024-10-29 04:00
2024-10-29 05:00
2024-10-29 06:00
2024-10-29 07:00
2024-10-29 08:00
2024-10-29 09:00
2024-10-29 10:00
2024-10-29 11:00
2024-10-29 12:00
2024-10-29 13:00
2024-10-29 14:00
2024-10-29 15:00
2024-10-29 16:00
2024-10-29 17:00
2024-10-29 18:00
2024-10-29 19:00
2024-10-29 20:00
2024-10-29 21:00
2024-10-29 22:00
2024-10-29 23:00
2024-10-30
2024-10-30 01:00
2024-10-30 02:00
2024-10-30 03:00
2024-10-30 04:00
2024-10-30 05:00
2024-10-30 06:00
2024-10-30 07:00
2024-10-30 08:00
2024-10-30 09:00
2024-10-30 10:00
2024-10-30 11:00
2024-10-30 12:00
2024-10-30 13:00
2024-10-30 14:00
2024-10-30 15:00
2024-10-30 16:00
2024-10-30 17:00
2024-10-30 18:00
2024-10-30 19:00
2024-10-30 20:00
2024-10-30 21:00
2024-10-30 22:00
2024-10-30 23:00
2024-10-31
2024-10-31 01:00
2024-10-31 02:00
2024-10-31 03:00
2024-10-31 04:00
2024-10-31 05:00
2024-10-31 06:00
2024-10-31 07:00
2024-10-31 08:00
2024-10-31 09:00
2024-10-31 10:00
2024-10-31 11:00
2024-10-31 12:00
2024-10-31 13:00
2024-10-31 14:00
2024-10-31 15:00
2024-10-31 16:00
2024-10-31 17:00
2024-10-31 18:00
2024-10-31 19:00
2024-10-31 20:00
2024-10-31 21:00
2024-10-31 22:00
2024-10-31 23:00
2024-11-01
2024-11-01 01:00
2024-11-01 02:00
2024-11-01 03:00
2024-11-01 04:00
2024-11-01 05:00
2024-11-01 06:00
2024-11-01 07:00
2024-11-01 08:00
2024-11-01 09:00
2024-11-01 10:00
2024-11-01 11:00
2024-11-01 12:00
2024-11-01 13:00
2024-11-01 14:00
2024-11-01 15:00
2024-11-01 16:00
2024-11-01 17:00
2024-11-01 18:00
2024-11-01 19:00
2024-11-01 20:00
2024-11-01 21:00
2024-11-01 22:00
2024-11-01 23:00
2024-11-02
2024-11-02 01:00
2024-11-02 02:00
2024-11-02 03:00
2024-11-02 04:00
2024-11-02 05:00
2024-11-02 06:00
2024-11-02 07:00
2024-11-02 08:00
2024-11-02 09:00
2024-11-02 10:00
2024-11-02 11:00
2024-11-02 12:00
2024-11-02 13:00
2024-11-02 14:00
2024-11-02 15:00
2024-11-02 16:00
2024-11-02 17:00
2024-11-02 18:00
2024-11-02 19:00
2024-11-02 20:00
2024-11-02 21:00
2024-11-02 22:00
2024-11-02 23:00
2024-11-03
2024-11-03 01:00
2024-11-03 02:00
2024-11-03 03:00
2024-11-03 04:00
2024-11-03 05:00
2024-11-03 06:00
2024-11-03 07:00
2024-11-03 08:00
2024-11-03 09:00
2024-11-03 10:00
2024-11-03 11:00
2024-11-03 12:00
2024-11-03 13:00
2024-11-03 14:00
2024-11-03 15:00
2024-11-03 16:00
2024-11-03 17:00
2024-11-03 18:00
2024-11-03 19:00
2024-11-03 20:00
2024-11-03 21:00
2024-11-03 22:00
2024-11-03 23:00
2024-11-04
2024-11-04 01:00
2024-11-04 02:00
2024-11-04 03:00
2024-11-04 04:00
2024-11-04 05:00
2024-11-04 06:00
2024-11-04 07:00
2024-11-04 08:00
2024-11-04 09:00
2024-11-04 10:00
2024-11-04 11:00
2024-11-04 12:00
2024-11-04 13:00
2024-11-04 14:00
2024-11-04 15:00
2024-11-04 16:00
2024-11-04 17:00
2024-11-04 18:00
2024-11-04 19:00
2024-11-04 20:00
2024-11-04 21:00
2024-11-04 22:00
2024-11-04 23:00
2024-11-05
2024-11-05 01:00
2024-11-05 02:00
2024-11-05 03:00
2024-11-05 04:00
2024-11-05 05:00
2024-11-05 06:00
2024-11-05 07:00
2024-11-05 08:00
2024-11-05 09:00
2024-11-05 10:00
2024-11-05 11:00
2024-11-05 12:00
2024-11-05 13:00
2024-11-05 14:00
2024-11-05 15:00
2024-11-05 16:00
2024-11-05 17:00
2024-11-05 18:00
2024-11-05 19:00
2024-11-05 20:00
2024-11-05 21:00
2024-11-05 22:00
2024-11-05 23:00
2024-11-06
2024-11-06 01:00
2024-11-06 02:00
2024-11-06 03:00
2024-11-06 04:00
2024-11-06 05:00
2024-11-06 06:00
2024-11-06 07:00
2024-11-06 08:00
2024-11-06 09:00
2024-11-06 10:00
2024-11-06 11:00
2024-11-06 12:00
2024-11-06 13:00
2024-11-06 14:00
2024-11-06 15:00
2024-11-06 16:00
2024-11-06 17:00
2024-11-06 18:00
2024-11-06 19:00
2024-11-06 20:00
2024-11-06 21:00
2024-11-06 22:00
2024-11-06 23:00
2024-11-07
2024-11-07 01:00
2024-11-07 02:00
2024-11-07 03:00
2024-11-07 04:00
2024-11-07 05:00
2024-11-07 06:00
2024-11-07 07:00
2024-11-07 08:00
2024-11-07 09:00
2024-11-07 10:00
2024-11-07 11:00
2024-11-07 12:00
2024-11-07 13:00
2024-11-07 14:00
2024-11-07 15:00
2024-11-07 16:00
2024-11-07 17:00
2024-11-07 18:00
2024-11-07 19:00
2024-11-07 20:00
2024-11-07 21:00
2024-11-07 22:00
2024-11-07 23:00
2024-11-08
2024-11-08 01:00
2024-11-08 02:00
2024-11-08 03:00
2024-11-08 04:00
2024-11-08 05:00
2024-11-08 06:00
2024-11-08 07:00
2024-11-08 08:00
2024-11-08 09:00
2024-11-08 10:00
2024-11-08 11:00
2024-11-08 12:00
2024-11-08 13:00
2024-11-08 14:00
2024-11-08 15:00
2024-11-08 16:00
2024-11-08 17:00
2024-11-08 18:00
2024-11-08 19:00
2024-11-08 20:00
2024-11-08 21:00
2024-11-08 22:00
2024-11-08 23:00
2024-11-09
2024-11-09 01:00
2024-11-09 02:00
2024-11-09 03:00
2024-11-09 04:00
2024-11-09 05:00
2024-11-09 06:00
2024-11-09 07:00
2024-11-09 08:00
2024-11-09 09:00
2024-11-09 10:00
2024-11-09 11:00
2024-11-09 12:00
2024-11-09 13:00
2024-11-09 14:00
2024-11-09 15:00
2024-11-09 16:00
2024-11-09 17:00
2024-11-09 18:00
2024-11-09 19:00
2024-11-09 20:00
2024-11-09 21:00
2024-11-09 22:00
2024-11-09 23:00
2024-11-10
2024-11-10 01:00
2024-11-10 02:00
2024-11-10 03:00
2024-11-10 04:00
2024-11-10 05:00
2024-11-10 06:00
2024-11-10 07:00
2024-11-10 08:00
2024-11-10 09:00
2024-11-10 10:00
2024-11-10 11:00
2024-11-10 12:00
2024-11-10 13:00
2024-11-10 14:00
2024-11-10 15:00
2024-11-10 16:00
2024-11-10 17:00
2024-11-10 18:00
2024-11-10 19:00
2024-11-10 20:00
2024-11-10 21:00
2024-11-10 22:00
2024-11-10 23:00
2024-11-11
2024-11-11 01:00
2024-11-11 02:00
2024-11-11 03:00
2024-11-11 04:00
2024-11-11 05:00
2024-11-11 06:00
2024-11-11 07:00
2024-11-11 08:00
2024-11-11 09:00
2024-11-11 10:00
2024-11-11 11:00
2024-11-11 12:00
2024-11-11 13:00
2024-11-11 14:00
2024-11-11 15:00
2024-11-11 16:00
2024-11-11 17:00
2024-11-11 18:00
2024-11-11 19:00
2024-11-11 20:00
2024-11-11 21:00
2024-11-11 22:00
2024-11-11 23:00
2024-11-12
2024-11-12 01:00
2024-11-12 02:00
2024-11-12 03:00
2024-11-12 04:00
2024-11-12 05:00
2024-11-12 06:00
2024-11-12 07:00
2024-11-12 08:00
2024-11-12 09:00
2024-11-12 10:00
2024-11-12 11:00
2024-11-12 12:00
2024-11-12 13:00
2024-11-12 14:00
2024-11-12 15:00
2024-11-12 16:00
2024-11-12 17:00
2024-11-12 18:00
2024-11-12 19:00
2024-11-12 20:00
2024-11-12 21:00
2024-11-12 22:00
2024-11-12 23:00
2024-11-13
2024-11-13 01:00
2024-11-13 02:00
2024-11-13 03:00
2024-11-13 04:00
2024-11-13 05:00
2024-11-13 06:00
2024-11-13 07:00
2024-11-13 08:00
2024-11-13 09:00
2024-11-13 10:00
2024-11-13 11:00
2024-11-13 12:00
2024-11-13 13:00
2024-11-13 14:00
2024-11-13 15:00
2024-11-13 16:00
2024-11-13 17:00
2024-11-13 18:00
2024-11-13 19:00
2024-11-13 20:00
2024-11-13 21:00
2024-11-13 22:00
2024-11-13 23:00
2024-11-14
2024-11-14 01:00
2024-11-14 02:00
2024-11-14 03:00
2024-11-14 04:00
2024-11-14 05:00
2024-11-14 06:00
2024-11-14 07:00
2024-11-14 08:00
2024-11-14 09:00
2024-11-14 10:00
2024-11-14 11:00
2024-11-14 12:00
2024-11-14 13:00
2024-11-14 14:00
2024-11-14 15:00
2024-11-14 16:00
2024-11-14 17:00
2024-11-14 18:00
2024-11-14 19:00
2024-11-14 20:00
2024-11-14 21:00
2024-11-14 22:00
2024-11-14 23:00
2024-11-15
2024-11-15 01:00
2024-11-15 02:00
2024-11-15 03:00
2024-11-15 04:00
2024-11-15 05:00
2024-11-15 06:00
2024-11-15 07:00
2024-11-15 08:00
2024-11-15 09:00
2024-11-15 10:00
2024-11-15 11:00
2024-11-15 12:00
2024-11-15 13:00
2024-11-15 14:00
2024-11-15 15:00
2024-11-15 16:00
2024-11-15 17:00
2024-11-15 18:00
2024-11-15 19:00
2024-11-15 20:00
2024-11-15 21:00
2024-11-15 22:00
2024-11-15 23:00
2024-11-16
2024-11-16 01:00
2024-11-16 02:00
2024-11-16 03:00
2024-11-16 04:00
2024-11-16 05:00
2024-11-16 06:00
2024-11-16 07:00
2024-11-16 08:00
2024-11-16 09:00
2024-11-16 10:00
2024-11-16 11:00
2024-11-16 12:00
2024-11-16 13:00
2024-11-16 14:00
2024-11-16 15:00
2024-11-16 16:00
2024-11-16 17:00
2024-11-16 18:00
2024-11-16 19:00
2024-11-16 20:00
2024-11-16 21:00
2024-11-16 22:00
2024-11-16 23:00
2024-11-17
2024-11-17 01:00
2024-11-17 02:00
2024-11-17 03:00
2024-11-17 04:00
2024-11-17 05:00
2024-11-17 06:00
2024-11-17 07:00
2024-11-17 08:00
2024-11-17 09:00
2024-11-17 10:00
2024-11-17 11:00
2024-11-17 12:00
2024-11-17 13:00
2024-11-17 14:00
2024-11-17 15:00
2024-11-17 16:00
2024-11-17 17:00
2024-11-17 18:00
2024-11-17 19:00
2024-11-17 20:00
2024-11-17 21:00
2024-11-17 22:00
2024-11-17 23:00
2024-11-18
2024-11-18 01:00
2024-11-18 02:00
2024-11-18 03:00
2024-11-18 04:00
2024-11-18 05:00
2024-11-18 06:00
2024-11-18 07:00
2024-11-18 08:00
2024-11-18 09:00
2024-11-18 10:00
2024-11-18 11:00
2024-11-18 12:00
2024-11-18 13:00
2024-11-18 14:00
2024-11-18 15:00
2024-11-18 16:00
2024-11-18 17:00
2024-11-18 18:00
2024-11-18 19:00
2024-11-18 20:00
2024-11-18 21:00
2024-11-18 22:00
2024-11-18 23:00
2024-11-19
2024-11-19 01:00
2024-11-19 02:00
2024-11-19 03:00
2024-11-19 04:00
2024-11-19 05:00
2024-11-19 06:00
2024-11-19 07:00
2024-11-19 08:00
2024-11-19 09:00
2024-11-19 10:00
2024-11-19 11:00
2024-11-19 12:00
2024-11-19 13:00
2024-11-19 14:00
2024-11-19 15:00
2024-11-19 16:00
2024-11-19 17:00
2024-11-19 18:00
2024-11-19 19:00
2024-11-19 20:00
2024-11-19 21:00
2024-11-19 22:00
2024-11-19 23:00
2024-11-20
2024-11-20 01:00
2024-11-20 02:00
2024-11-20 03:00
2024-11-20 04:00
2024-11-20 05:00
2024-11-20 06:00
2024-11-20 07:00
2024-11-20 08:00
2024-11-20 09:00
2024-11-20 10:00
2024-11-20 11:00
2024-11-20 12:00
2024-11-20 13:00
2024-11-20 14:00
2024-11-20 15:00
2024-11-20 16:00
2024-11-20 17:00
2024-11-20 18:00
2024-11-20 19:00
2024-11-20 20:00
2024-11-20 21:00
2024-11-20 22:00
2024-11-20 23:00
2024-11-21
2024-11-21 01:00
2024-11-21 02:00
2024-11-21 03:00
2024-11-21 04:00
2024-11-21 05:00
2024-11-21 06:00
2024-11-21 07:00
2024-11-21 08:00
2024-11-21 09:00
2024-11-21 10:00
2024-11-21 11:00
2024-11-21 12:00
2024-11-21 13:00
2024-11-21 14:00
2024-11-21 15:00
2024-11-21 16:00
2024-11-21 17:00
2024-11-21 18:00
2024-11-21 19:00
2024-11-21 20:00
2024-11-21 21:00
2024-11-21 22:00
2024-11-21 23:00
2024-11-22
2024-11-22 01:00
2024-11-22 02:00
2024-11-22 03:00
2024-11-22 04:00
2024-11-22 05:00
2024-11-22 06:00
2024-11-22 07:00
2024-11-22 08:00
2024-11-22 09:00
2024-11-22 10:00
2024-11-22 11:00
2024-11-22 12:00
2024-11-22 13:00
2024-11-22 14:00
2024-11-22 15:00
2024-11-22 16:00
2024-11-22 17:00
2024-11-22 18:00
2024-11-22 19:00
2024-11-22 20:00
2024-11-22 21:00
2024-11-22 22:00
2024-11-22 23:00
2024-11-23
2024-11-23 01:00
2024-11-23 02:00
2024-11-23 03:00
2024-11-23 04:00
2024-11-23 05:00
2024-11-23 06:00
2024-11-23 07:00
2024-11-23 08:00
2024-11-23 09:00
2024-11-23 10:00
2024-11-23 11:00
2024-11-23 12:00
2024-11-23 13:00
2024-11-23 14:00
2024-11-23 15:00
2024-11-23 16:00
2024-11-23 17:00
2024-11-23 18:00
2024-11-23 19:00
2024-11-23 20:00
2024-11-23 21:00
2024-11-23 22:00
2024-11-23 23:00
2024-11-24
2024-11-24 01:00
2024-11-24 02:00
2024-11-24 03:00
2024-11-24 04:00
2024-11-24 05:00
2024-11-24 06:00
2024-11-24 07:00
2024-11-24 08:00
2024-11-24 09:00
2024-11-24 10:00
2024-11-24 11:00
2024-11-24 12:00
2024-11-24 13:00
2024-11-24 14:00
2024-11-24 15:00
2024-11-24 16:00
2024-11-24 17:00
2024-11-24 18:00
2024-11-24 19:00
2024-11-24 20:00
2024-11-24 21:00
2024-11-24 22:00
2024-11-24 23:00
2024-11-25
2024-11-25 01:00
2024-11-25 02:00
2024-11-25 03:00
2024-11-25 04:00
2024-11-25 05:00
2024-11-25 06:00
2024-11-25 07:00
2024-11-25 08:00
2024-11-25 09:00
2024-11-25 10:00
2024-11-25 11:00
2024-11-25 12:00
2024-11-25 13:00
2024-11-25 14:00
2024-11-25 15:00
2024-11-25 16:00
2024-11-25 17:00
2024-11-25 18:00
2024-11-25 19:00
2024-11-25 20:00
2024-11-25 21:00
2024-11-25 22:00
2024-11-25 23:00
2024-11-26
2024-11-26 01:00
2024-11-26 02:00
2024-11-26 03:00
2024-11-26 04:00
2024-11-26 05:00
2024-11-26 06:00
2024-11-26 07:00
2024-11-26 08:00
2024-11-26 09:00
2024-11-26 10:00
2024-11-26 11:00
2024-11-26 12:00
2024-11-26 13:00
2024-11-26 14:00
2024-11-26 15:00
2024-11-26 16:00
2024-11-26 17:00
2024-11-26 18:00
2024-11-26 19:00
2024-11-26 20:00
2024-11-26 21:00
2024-11-26 22:00
2024-11-26 23:00
2024-11-27
2024-11-27 01:00
2024-11-27 02:00
2024-11-27 03:00
2024-11-27 04:00
2024-11-27 05:00
2024-11-27 06:00
2024-11-27 07:00
2024-11-27 08:00
2024-11-27 09:00
2024-11-27 10:00
2024-11-27 11:00
2024-11-27 12:00
2024-11-27 13:00
2024-11-27 14:00
2024-11-27 15:00
2024-11-27 16:00
2024-11-27 17:00
2024-11-27 18:00
2024-11-27 19:00
2024-11-27 20:00
2024-11-27 21:00
2024-11-27 22:00
2024-11-27 23:00
2024-11-28
2024-11-28 01:00
2024-11-28 02:00
2024-11-28 03:00
2024-11-28 04:00
2024-11-28 05:00
2024-11-28 06:00
2024-11-28 07:00
2024-11-28 08:00
2024-11-28 09:00
2024-11-28 10:00
2024-11-28 11:00
2024-11-28 12:00
2024-11-28 13:00
2024-11-28 14:00
2024-11-28 15:00
2024-11-28 16:00
2024-11-28 17:00
2024-11-28 18:00
2024-11-28 19:00
2024-11-28 20:00
2024-11-28 21:00
2024-11-28 22:00
2024-11-28 23:00
2024-11-29
2024-11-29 01:00
2024-11-29 02:00
2024-11-29 03:00
2024-11-29 04:00
2024-11-29 05:00
2024-11-29 06:00
2024-11-29 07:00
2024-11-29 08:00
2024-11-29 09:00
2024-11-29 10:00
2024-11-29 11:00
2024-11-29 12:00
2024-11-29 13:00
2024-11-29 14:00
2024-11-29 15:00
2024-11-29 16:00
2024-11-29 17:00
2024-11-29 18:00
2024-11-29 19:00
2024-11-29 20:00
2024-11-29 21:00
2024-11-29 22:00
2024-11-29 23:00
2024-11-30
2024-11-30 01:00
2024-11-30 02:00
2024-11-30 03:00
2024-11-30 04:00
2024-11-30 05:00
2024-11-30 06:00
2024-11-30 07:00
2024-11-30 08:00
2024-11-30 09:00
2024-11-30 10:00
2024-11-30 11:00
2024-11-30 12:00
2024-11-30 13:00
2024-11-30 14:00
2024-11-30 15:00
2024-11-30 16:00
2024-11-30 17:00
2024-11-30 18:00
2024-11-30 19:00
2024-11-30 20:00
2024-11-30 21:00
2024-11-30 22:00
2024-11-30 23:00
2024-12-01
2024-12-01 01:00
2024-12-01 02:00
2024-12-01 03:00
2024-12-01 04:00
2024-12-01 05:00
2024-12-01 06:00
2024-12-01 07:00
2024-12-01 08:00
2024-12-01 09:00
2024-12-01 10:00
2024-12-01 11:00
2024-12-01 12:00
2024-12-01 13:00
2024-12-01 14:00
2024-12-01 15:00
2024-12-01 16:00
2024-12-01 17:00
2024-12-01 18:00
2024-12-01 19:00
2024-12-01 20:00
2024-12-01 21:00
2024-12-01 22:00
2024-12-01 23:00
2024-12-02
2024-12-02 01:00
2024-12-02 02:00
2024-12-02 03:00
2024-12-02 04:00
2024-12-02 05:00
2024-12-02 06:00
2024-12-02 07:00
2024-12-02 08:00
2024-12-02 09:00
2024-12-02 10:00
2024-12-02 11:00
2024-12-02 12:00
2024-12-02 13:00
2024-12-02 14:00
2024-12-02 15:00
2024-12-02 16:00
2024-12-02 17:00
2024-12-02 18:00
2024-12-02 19:00
2024-12-02 20:00
2024-12-02 21:00
2024-12-02 22:00
2024-12-02 23:00
2024-12-03
2024-12-03 01:00
2024-12-03 02:00
2024-12-03 03:00
2024-12-03 04:00
2024-12-03 05:00
2024-12-03 06:00
2024-12-03 07:00
2024-12-03 08:00
2024-12-03 09:00
2024-12-03 10:00
2024-12-03 11:00
2024-12-03 12:00
2024-12-03 13:00
2024-12-03 14:00
2024-12-03 15:00
2024-12-03 16:00
2024-12-03 17:00
2024-12-03 18:00
2024-12-03 19:00
2024-12-03 20:00
2024-12-03 21:00
2024-12-03 22:00
2024-12-03 23:00
2024-12-04
2024-12-04 01:00
2024-12-04 02:00
2024-12-04 03:00
2024-12-04 04:00
2024-12-04 05:00
2024-12-04 06:00
2024-12-04 07:00
2024-12-04 08:00
2024-12-04 09:00
2024-12-04 10:00
2024-12-04 11:00
2024-12-04 12:00
2024-12-04 13:00
2024-12-04 14:00
2024-12-04 15:00
2024-12-04 16:00
2024-12-04 17:00
2024-12-04 18:00
2024-12-04 19:00
2024-12-04 20:00
2024-12-04 21:00
2024-12-04 22:00
2024-12-04 23:00
2024-12-05
2024-12-05 01:00
2024-12-05 02:00
2024-12-05 03:00
2024-12-05 04:00
2024-12-05 05:00
2024-12-05 06:00
2024-12-05 07:00
2024-12-05 08:00
2024-12-05 09:00
2024-12-05 10:00
2024-12-05 11:00
2024-12-05 12:00
2024-12-05 13:00
2024-12-05 14:00
2024-12-05 15:00
2024-12-05 16:00
2024-12-05 17:00
2024-12-05 18:00
2024-12-05 19:00
2024-12-05 20:00
2024-12-05 21:00
2024-12-05 22:00
2024-12-05 23:00
2024-12-06
2024-12-06 01:00
2024-12-06 02:00
2024-12-06 03:00
2024-12-06 04:00
2024-12-06 05:00
2024-12-06 06:00
2024-12-06 07:00
2024-12-06 08:00
2024-12-06 09:00
2024-12-06 10:00
2024-12-06 11:00
2024-12-06 12:00
2024-12-06 13:00
2024-12-06 14:00
2024-12-06 15:00
2024-12-06 16:00
2024-12-06 17:00
2024-12-06 18:00
2024-12-06 19:00
2024-12-06 20:00
2024-12-06 21:00
2024-12-06 22:00
2024-12-06 23:00
2024-12-07
2024-12-07 01:00
2024-12-07 02:00
2024-12-07 03:00
2024-12-07 04:00
2024-12-07 05:00
2024-12-07 06:00
2024-12-07 07:00
2024-12-07 08:00
2024-12-07 09:00
2024-12-07 10:00
2024-12-07 11:00
2024-12-07 12:00
2024-12-07 13:00
2024-12-07 14:00
2024-12-07 15:00
2024-12-07 16:00
2024-12-07 17:00
2024-12-07 18:00
2024-12-07 19:00
2024-12-07 20:00
2024-12-07 21:00
2024-12-07 22:00
2024-12-07 23:00
2024-12-08
2024-12-08 01:00
2024-12-08 02:00
2024-12-08 03:00
2024-12-08 04:00
2024-12-08 05:00
2024-12-08 06:00
2024-12-08 07:00
2024-12-08 08:00
2024-12-08 09:00
2024-12-08 10:00
2024-12-08 11:00
2024-12-08 12:00
2024-12-08 13:00
2024-12-08 14:00
2024-12-08 15:00
2024-12-08 16:00
2024-12-08 17:00
2024-12-08 18:00
2024-12-08 19:00
2024-12-08 20:00
2024-12-08 21:00
2024-12-08 22:00
2024-12-08 23:00
2024-12-09
2024-12-09 01:00
2024-12-09 02:00
2024-12-09 03:00
2024-12-09 04:00
2024-12-09 05:00
2024-12-09 06:00
2024-12-09 07:00
2024-12-09 08:00
2024-12-09 09:00
2024-12-09 10:00
2024-12-09 11:00
2024-12-09 12:00
2024-12-09 13:00
2024-12-09 14:00
2024-12-09 15:00
2024-12-09 16:00
2024-12-09 17:00
2024-12-09 18:00
2024-12-09 19:00
2024-12-09 20:00
2024-12-09 21:00
2024-12-09 22:00
2024-12-09 23:00
2024-12-10
2024-12-10 01:00
2024-12-10 02:00
2024-12-10 03:00
2024-12-10 04:00
2024-12-10 05:00
2024-12-10 06:00
2024-12-10 07:00
2024-12-10 08:00
2024-12-10 09:00
2024-12-10 10:00
2024-12-10 11:00
2024-12-10 12:00
2024-12-10 13:00
2024-12-10 14:00
2024-12-10 15:00
2024-12-10 16:00
2024-12-10 17:00
2024-12-10 18:00
2024-12-10 19:00
2024-12-10 20:00
2024-12-10 21:00
2024-12-10 22:00
2024-12-10 23:00
2024-12-11
2024-12-11 01:00
2024-12-11 02:00
2024-12-11 03:00
2024-12-11 04:00
2024-12-11 05:00
2024-12-11 06:00
2024-12-11 07:00
2024-12-11 08:00
2024-12-11 09:00
2024-12-11 10:00
2024-12-11 11:00
2024-12-11 12:00
2024-12-11 13:00
2024-12-11 14:00
2024-12-11 15:00
2024-12-11 16:00
2024-12-11 17:00
2024-12-11 18:00
2024-12-11 19:00
2024-12-11 20:00
2024-12-11 21:00
2024-12-11 22:00
2024-12-11 23:00
2024-12-12
2024-12-12 01:00
2024-12-12 02:00
2024-12-12 03:00
2024-12-12 04:00
2024-12-12 05:00
2024-12-12 06:00
2024-12-12 07:00
2024-12-12 08:00
2024-12-12 09:00
2024-12-12 10:00
2024-12-12 11:00
2024-12-12 12:00
2024-12-12 13:00
2024-12-12 14:00
2024-12-12 15:00
2024-12-12 16:00
2024-12-12 17:00
2024-12-12 18:00
2024-12-12 19:00
2024-12-12 20:00
2024-12-12 21:00
2024-12-12 22:00
2024-12-12 23:00
2024-12-13
2024-12-13 01:00
2024-12-13 02:00
2024-12-13 03:00
2024-12-13 04:00
2024-12-13 05:00
2024-12-13 06:00
2024-12-13 07:00
2024-12-13 08:00
2024-12-13 09:00
2024-12-13 10:00
2024-12-13 11:00
2024-12-13 12:00
2024-12-13 13:00
2024-12-13 14:00
2024-12-13 15:00
2024-12-13 16:00
2024-12-13 17:00
2024-12-13 18:00
2024-12-13 19:00
2024-12-13 20:00
2024-12-13 21:00
2024-12-13 22:00
2024-12-13 23:00
2024-12-14
2024-12-14 01:00
2024-12-14 02:00
2024-12-14 03:00
2024-12-14 04:00
2024-12-14 05:00
2024-12-14 06:00
2024-12-14 07:00
2024-12-14 08:00
2024-12-14 09:00
2024-12-14 10:00
2024-12-14 11:00
2024-12-14 12:00
2024-12-14 13:00
2024-12-14 14:00
2024-12-14 15:00
2024-12-14 16:00
2024-12-14 17:00
2024-12-14 18:00
2024-12-14 19:00
2024-12-14 20:00
2024-12-14 21:00
2024-12-14 22:00
2024-12-14 23:00
2024-12-15
2024-12-15 01:00
2024-12-15 02:00
2024-12-15 03:00
2024-12-15 04:00
2024-12-15 05:00
2024-12-15 06:00
2024-12-15 07:00
2024-12-15 08:00
2024-12-15 09:00
2024-12-15 10:00
2024-12-15 11:00
2024-12-15 12:00
2024-12-15 13:00
2024-12-15 14:00
2024-12-15 15:00
2024-12-15 16:00
2024-12-15 17:00
2024-12-15 18:00
2024-12-15 19:00
2024-12-15 20:00
2024-12-15 21:00
2024-12-15 22:00
2024-12-15 23:00
2024-12-16
2024-12-16 01:00
2024-12-16 02:00
2024-12-16 03:00
2024-12-16 04:00
2024-12-16 05:00
2024-12-16 06:00
2024-12-16 07:00
2024-12-16 08:00
2024-12-16 09:00
2024-12-16 10:00
2024-12-16 11:00
2024-12-16 12:00
2024-12-16 13:00
2024-12-16 14:00
2024-12-16 15:00
2024-12-16 16:00
2024-12-16 17:00
2024-12-16 18:00
2024-12-16 19:00
2024-12-16 20:00
2024-12-16 21:00
2024-12-16 22:00
2024-12-16 23:00
2024-12-17
2024-12-17 01:00
2024-12-17 02:00
2024-12-17 03:00
2024-12-17 04:00
2024-12-17 05:00
2024-12-17 06:00
2024-12-17 07:00
2024-12-17 08:00
2024-12-17 09:00
2024-12-17 10:00
2024-12-17 11:00
2024-12-17 12:00
2024-12-17 13:00
2024-12-17 14:00
2024-12-17 15:00
2024-12-17 16:00
2024-12-17 17:00
2024-12-17 18:00
2024-12-17 19:00
2024-12-17 20:00
2024-12-17 21:00
2024-12-17 22:00
2024-12-17 23:00
2024-12-18
2024-12-18 01:00
2024-12-18 02:00
2024-12-18 03:00
2024-12-18 04:00
2024-12-18 05:00
2024-12-18 06:00
2024-12-18 07:00
2024-12-18 08:00
2024-12-18 09:00
2024-12-18 10:00
2024-12-18 11:00
2024-12-18 12:00
2024-12-18 13:00
2024-12-18 14:00
2024-12-18 15:00
2024-12-18 16:00
2024-12-18 17:00
2024-12-18 18:00
2024-12-18 19:00
2024-12-18 20:00
2024-12-18 21:00
2024-12-18 22:00
2024-12-18 23:00
2024-12-19
2024-12-19 01:00
2024-12-19 02:00
2024-12-19 03:00
2024-12-19 04:00
2024-12-19 05:00
2024-12-19 06:00
2024-12-19 07:00
2024-12-19 08:00
2024-12-19 09:00
2024-12-19 10:00
2024-12-19 11:00
2024-12-19 12:00
2024-12-19 13:00
2024-12-19 14:00
2024-12-19 15:00
2024-12-19 16:00
2024-12-19 17:00
2024-12-19 18:00
2024-12-19 19:00
2024-12-19 20:00
2024-12-19 21:00
2024-12-19 22:00
2024-12-19 23:00
2024-12-20
2024-12-20 01:00
2024-12-20 02:00
2024-12-20 03:00
2024-12-20 04:00
2024-12-20 05:00
2024-12-20 06:00
2024-12-20 07:00
2024-12-20 08:00
2024-12-20 09:00
2024-12-20 10:00
2024-12-20 11:00
2024-12-20 12:00
2024-12-20 13:00
2024-12-20 14:00
2024-12-20 15:00
2024-12-20 16:00
2024-12-20 17:00
2024-12-20 18:00
2024-12-20 19:00
2024-12-20 20:00
2024-12-20 21:00
2024-12-20 22:00
2024-12-20 23:00
2024-12-21
2024-12-21 01:00
2024-12-21 02:00
2024-12-21 03:00
2024-12-21 04:00
2024-12-21 05:00
2024-12-21 06:00
2024-12-21 07:00
2024-12-21 08:00
2024-12-21 09:00
2024-12-21 10:00
2024-12-21 11:00
2024-12-21 12:00
2024-12-21 13:00
2024-12-21 14:00
2024-12-21 15:00
2024-12-21 16:00
2024-12-21 17:00
2024-12-21 18:00
2024-12-21 19:00
2024-12-21 20:00
2024-12-21 21:00
2024-12-21 22:00
2024-12-21 23:00
2024-12-22
2024-12-22 01:00
2024-12-22 02:00
2024-12-22 03:00
2024-12-22 04:00
2024-12-22 05:00
2024-12-22 06:00
2024-12-22 07:00
2024-12-22 08:00
2024-12-22 09:00
2024-12-22 10:00
2024-12-22 11:00
2024-12-22 12:00
2024-12-22 13:00
2024-12-22 14:00
2024-12-22 15:00
2024-12-22 16:00
2024-12-22 17:00
2024-12-22 18:00
2024-12-22 19:00
2024-12-22 20:00
2024-12-22 21:00
2024-12-22 22:00
2024-12-22 23:00
2024-12-23
2024-12-23 01:00
2024-12-23 02:00
2024-12-23 03:00
2024-12-23 04:00
2024-12-23 05:00
2024-12-23 06:00
2024-12-23 07:00
2024-12-23 08:00
2024-12-23 09:00
2024-12-23 10:00
2024-12-23 11:00
2024-12-23 12:00
2024-12-23 13:00
2024-12-23 14:00
2024-12-23 15:00
2024-12-23 16:00
2024-12-23 17:00
2024-12-23 18:00
2024-12-23 19:00
2024-12-23 20:00
2024-12-23 21:00
2024-12-23 22:00
2024-12-23 23:00
2024-12-24
2024-12-24 01:00
2024-12-24 02:00
2024-12-24 03:00
2024-12-24 04:00
2024-12-24 05:00
2024-12-24 06:00
2024-12-24 07:00
2024-12-24 08:00
2024-12-24 09:00
2024-12-24 10:00
2024-12-24 11:00
2024-12-24 12:00
2024-12-24 13:00
2024-12-24 14:00
2024-12-24 15:00
2024-12-24 16:00
2024-12-24 17:00
2024-12-24 18:00
2024-12-24 19:00
2024-12-24 20:00
2024-12-24 21:00
2024-12-24 22:00
2024-12-24 23:00
2024-12-25
2024-12-25 01:00
2024-12-25 02:00
2024-12-25 03:00
2024-12-25 04:00
2024-12-25 05:00
2024-12-25 06:00
2024-12-25 07:00
2024-12-25 08:00
2024-12-25 09:00
2024-12-25 10:00
2024-12-25 11:00
2024-12-25 12:00
2024-12-25 13:00
2024-12-25 14:00
2024-12-25 15:00
2024-12-25 16:00
2024-12-25 17:00
2024-12-25 18:00
2024-12-25 19:00
2024-12-25 20:00
2024-12-25 21:00
2024-12-25 22:00
2024-12-25 23:00
2024-12-26
2024-12-26 01:00
2024-12-26 02:00
2024-12-26 03:00
2024-12-26 04:00
2024-12-26 05:00
2024-12-26 06:00
2024-12-26 07:00
2024-12-26 08:00
2024-12-26 09:00
2024-12-26 10:00
2024-12-26 11:00
2024-12-26 12:00
2024-12-26 13:00
2024-12-26 14:00
2024-12-26 15:00
2024-12-26 16:00
2024-12-26 17:00
2024-12-26 18:00
2024-12-26 19:00
2024-12-26 20:00
2024-12-26 21:00
2024-12-26 22:00
2024-12-26 23:00
2024-12-27
2024-12-27 01:00
2024-12-27 02:00
2024-12-27 03:00
2024-12-27 04:00
2024-12-27 05:00
2024-12-27 06:00
2024-12-27 07:00
2024-12-27 08:00
2024-12-27 09:00
2024-12-27 10:00
2024-12-27 11:00
2024-12-27 12:00
2024-12-27 13:00
2024-12-27 14:00
2024-12-27 15:00
2024-12-27 16:00
2024-12-27 17:00
2024-12-27 18:00
2024-12-27 19:00
2024-12-27 20:00
2024-12-27 21:00
2024-12-27 22:00
2024-12-27 23:00
2024-12-28
2024-12-28 01:00
2024-12-28 02:00
2024-12-28 03:00
2024-12-28 04:00
2024-12-28 05:00
2024-12-28 06:00
2024-12-28 07:00
2024-12-28 08:00
2024-12-28 09:00
2024-12-28 10:00
2024-12-28 11:00
2024-12-28 12:00
2024-12-28 13:00
2024-12-28 14:00
2024-12-28 15:00
2024-12-28 16:00
2024-12-28 17:00
2024-12-28 18:00
2024-12-28 19:00
2024-12-28 20:00
2024-12-28 21:00
2024-12-28 22:00
2024-12-28 23:00
2024-12-29
2024-12-29 01:00
2024-12-29 02:00
2024-12-29 03:00
2024-12-29 04:00
2024-12-29 05:00
2024-12-29 06:00
2024-12-29 07:00
2024-12-29 08:00
2024-12-29 09:00
2024-12-29 10:00
2024-12-29 11:00
2024-12-29 12:00
2024-12-29 13:00
2024-12-29 14:00
2024-12-29 15:00
2024-12-29 16:00
2024-12-29 17:00
2024-12-29 18:00
2024-12-29 19:00
2024-12-29 20:00
2024-12-29 21:00
2024-12-29 22:00
2024-12-29 23:00
2024-12-30
2024-12-30 01:00
2024-12-30 02:00
2024-12-30 03:00
2024-12-30 04:00
2024-12-30 05:00
2024-12-30 06:00
2024-12-30 07:00
2024-12-30 08:00
2024-12-30 09:00
2024-12-30 10:00
2024-12-30 11:00
2024-12-30 12:00
2024-12-30 13:00
2024-12-30 14:00
2024-12-30 15:00
2024-12-30 16:00
2024-12-30 17:00
2024-12-30 18:00
2024-12-30 19:00
2024-12-30 20:00
2024-12-30 21:00
2024-12-30 22:00
2024-12-30 23:00

## var-loads
attribute | type | unit | default | description | status
name | string |  |  | Unique name | Input (required)
bus | string |  |  | Name of bus to which load is attached. | Input (required)
carrier | string |  |  | Energy carrier: can be "AC" or "DC" for electrical buses, or "heat" or "gas". | Input (optional)
type | string |  |  | Placeholder for load type. Not yet implemented. | Input (optional)
p_set | static or series | MW | 0 | Active power consumption (positive if the load is consuming power). | Input (optional)
q_set | static or series | MVar | 0 | Reactive power consumption (positive if the load is inductive). | Input (optional)
sign | float |  | -1 | power sign (opposite sign to generator) | Input (optional)
p | series | MW | 0 | active power at bus (positive if net load) | Output
q | series | MVar | 0 | reactive power (positive if net load) | Output

## var-networks
attribute | type | unit | default | description | status
name | string |  |  | Unique name | Input (required)
snapshots | list or pandas.Index |  | ["now"] | List of snapshots or time steps. All time-dependent series quantities are indexed by ``network.snapshots``. To reset the snapshots, call ``network.set_snapshots(new)``. | Input (optional)
snapshot_weightings | pandas.DataFrame | hours | 1 | The weightings applied to each snapshot, so that snapshots can represent more than one hour or fractions of one hour. The objective weightings are used to weight snapshots in the LOPF objective function. The store weightings determine the state of charge change for stores and storage units. The generator weightings are used when calculating global constraints. | Input (optional)
investment_periods | pandas.Index | years | [] | Time periods of investment. Only used for multi investment optimisation. Years have to be integer and increasing (e.g. [2025,2030,2035]). Default is an empty pd.Index([]). | Input (optional)
investment_period_weightings | pandas.DataFrame |  | 1 | Weightings applied to each investment period. Objective weightings are multiplied with all cost coefficients in the objective function of the respective investment period (e.g. used to include social discount rate). Years weighting denote the elapsed time until the subsequent investment period (e.g. used for global constraints CO2 emissions). | Input (optional)
now | any |  | "now" | The current snapshot/time/scenario, relevant e.g. when ``network.pf()`` is called without a snapshot argument. | Input (optional)
srid | integer |  | 4326 | Spatial Reference System Indentifier for x,y coordinates of buses. It defaults to standard longitude and latitude. | Input (optional)
crs | CRS-like |  |  | Coordinate Reference System for the Shape components. It defaults to standard longitude and latitude, given in srid. | Input (optional)
buses | pandas.DataFrame |  |  | All static bus information compiled by PyPSA from inputs. Index is bus names, columns are bus attributes. | Output
buses_t | dictionary of pandas.DataFrames |  |  | All time-dependent bus information compiled by PyPSA from inputs. Dictionary keys are time-dependent series attributes, index is network.snapshots, columns are bus names. | Output
lines | pandas.DataFrame |  |  | All static line information compiled by PyPSA from inputs. Index is line names, columns are line attributes. | Output
lines_t | dictionary of pandas.DataFrames |  |  | All time-dependent line information compiled by PyPSA from inputs. Dictionary keys are time-dependent series attributes, index is network.snapshots, columns are line names. | Output
components | pandas.DataFrame |  |  | For each component type (buses, lines, etc.): static component information compiled by PyPSA from inputs. Index is component names, columns are component attributes. | Output
components_t | dictionary of pandas.DataFrames |  |  | For each component type (buses, lines, etc.): time-dependent component information compiled by PyPSA from inputs. Dictionary keys are time-dependent series attributes, index is network.snapshots, columns are component names. | Output
branches() | pandas.DataFrame |  |  | Dynamically generated concatenation of branch DataFrames: network.lines, network.transformers and network.links. Note that this is a copy and therefore changing entries will NOT update the original. | Output
graph() | networkx. OrderedMultiGraph |  |  | Graph of network. | Output

## var-shapes
attribute | type | unit | default | description | status
name | string |  |  | Unique name | Input (required)
geometry | geometry |  |  | Geometry | Input (optional)
component | string |  |  | Component | Input (optional)
idx | string |  |  | Name of the component. Should be in component's index | Input (optional)
type | string |  |  | Type of geometry | Input (optional)

## var-shunt_impedances
attribute | type | unit | default | description | status
name | string |  |  | Unique name | Input (required)
bus | string |  |  | name of bus to which generator is attached | Input (required)
g | float | Siemens | 0 | Shunt conductivity. | Input (optional)
b | float | Siemens | 0 | Shunt susceptance. | Input (optional)
sign | float |  | -1 | power sign (sign convention so that g>0 withdraws p from bus) | Input (optional)
p | series | MW | 0 | active power at bus (positive if net load) | Output
q | series | MVar | 0 | reactive power (positive if net generation) | Output
g_pu | float | per unit | 0 | Calculated from g and bus.v_nom. | Output
b_pu | float | per unit | 0 | Calculated from b and bus.v_nom. | Output

## var-stores
attribute | type | unit | default | description | status
name | string |  |  | Unique name | Input (required)
bus | string |  |  | Name of bus to which store is attached. | Input (required)
type | string |  |  | Placeholder for store type. Not yet implemented. | Input (optional)
carrier | string |  |  | Energy carrier of the Store, e.g. "heat" or "gas". | Input (optional)
e_nom | float | MWh | 0 | Nominal energy capacity. | Input (optional)
e_nom_mod | float | MWh | 0 | Nominal energy capacity of the store module. | Input (optional)
e_nom_extendable | boolean |  | False | Switch to allow capacity e_nom to be extended in OPF. | Input (optional)
e_nom_min | float | MWh | 0 | If e_nom is extendable in OPF, set its minimum value. | Input (optional)
e_nom_max | float | MWh | inf | If e_nom is extendable in OPF, set its maximum value (e.g. limited by technical potential). | Input (optional)
e_min_pu | static or series | per unit | 0 | Minimal value of e relative to e_nom for the OPF. | Input (optional)
e_max_pu | static or series | per unit | 1 | Maximal value of e relative to e_nom for the OPF. | Input (optional)
e_initial | float | MWh | 0 | Energy before the snapshots in the OPF. | Input (optional)
e_initial_per_period | boolean |  | False | Switch: if True, then at the beginning of each investment period e is set to e_initial | Input (optional)
e_cyclic | boolean |  | False | Switch: if True, then e_initial is ignored and the initial energy is set to the final energy for the group of snapshots in the OPF. | Input (optional)
e_cyclic_per_period | boolean |  | True | Switch: if True, then the cyclic constraints are applied to each period (first snapshot level if multiindexed) separately. | Input (optional)
p_set | static or series | MW | 0 | active power set point (for PF) | Input (optional)
q_set | static or series | MVar | 0 | reactive power set point (for PF) | Input (optional)
sign | float |  | 1 | power sign | Input (optional)
marginal_cost | static or series | currency/MWh | 0 | Marginal cost of production of 1 MWh. | Input (optional)
marginal_cost_quadratic | static or series | currency/MWh | 0 | Quadratic marginal cost of production (discharge) of 1 MWh. | Input (optional)
capital_cost | float | currency/MWh | 0 | Fixed period costs of extending e_nom by 1 MWh, including periodized investment costs and periodic fixed O&M costs (e.g. annuitized investment costs). | Input (optional)
standing_loss | static or series | per unit | 0 | Losses per hour to energy. | Input (optional)
build_year | int | year | 0 | build year | Input (optional)
lifetime | float | years | inf | lifetime | Input (optional)
p | series | MW | 0 | active power at bus (positive if net generation) | Output
q | series | MVar | 0 | reactive power (positive if net generation) | Output
e | series | MWh | 0 | Energy as calculated by the OPF. | Output
e_nom_opt | float | MWh | 0 | Optimised nominal energy capacity outputed by OPF. | Output
mu_upper | series | currency/MWh | 0 | Shadow price of upper e_nom limit | Output
mu_lower | series | currency/MWh | 0 | Shadow price of lower e_nom limit | Output
mu_energy_balance | series | currency/MWh | 0 | Shadow price of storage consistency equations | Output

## var-transformers
attribute | type | unit | default | description | status
name | string |  |  | Unique name | Input (required)
bus0 | string |  |  | Name of first bus (typically higher voltage) to which transformer is attached. | Input (required)
bus1 | string |  |  | Name of second bus (typically lower voltage) to which transformer is attached. | Input (required)
type | string |  |  | Name of 2-winding transformer standard type. If this is not an empty string "", then the transformer type impedance parameters are taken from the standard type along with "num_parallel". This will override any values set in r, x, g, b, s_nom, tap_ratio, tap_side and phase_shift. If the string is empty, PyPSA will simply read r, x, etc. | Input (optional)
model | string |  | t | Model used for admittance matrix; can be "t" or "pi"; since PyPSA Version 0.8.0 it defaults to "t" following physics and DIgSILENT PowerFactory; versions of PyPSA before 0.8.0 and some other power system tools, like MATPOWER, PYPOWER, PSS/SINCAL use the less physical "pi" model. | Input (required)
x | float | per unit | 0 | Series reactance (per unit, using s_nom as base power); must be non-zero for AC branch in linear power flow. Series impedance :math:`z = r + jx` must be non-zero for the non-linear power flow. Ignored if type defined. | Input (required)
r | float | per unit | 0 | Series resistance (per unit, using s_nom as base power); must be non-zero for DC branch in linear power flow. Series impedance :math:`z = r + jx` must be non-zero for the non-linear power flow. Ignored if type defined. | Input (required)
g | float | per unit | 0 | Shunt conductivity (per unit, using s_nom as base power). Ignored if type defined. | Input (optional)
b | float | per unit | 0 | Shunt susceptance (per unit, using s_nom as base power). Ignored if type defined. | Input (optional)
s_nom | float | MVA | 0 | Limit of apparent power which can pass through branch. | Input (optional)
s_nom_mod | float | MWA | 0 | Limit of apparent power of the transformer module. | Input (optional)
s_nom_extendable | boolean |  | False | Switch to allow capacity s_nom to be extended in OPF. | Input (optional)
s_nom_min | float | MVA | 0 | If s_nom is extendable in OPF, set its minimum value. | Input (optional)
s_nom_max | float | MVA | inf | If s_nom is extendable in OPF, set its maximum value (e.g. limited by potential). | Input (optional)
s_max_pu | static or series | per unit | 1 | The maximum allowed absolute flow per unit of s_nom for the OPF. | Input (optional)
capital_cost | float | currency/MVA | 0 | Fixed period costs of extending p_nom by 1 MVA, including periodized investment costs and periodic fixed O&M costs (e.g. annuitized investment costs). | Input (optional)
num_parallel | float |  | 1 | When "type" is set, this is the number of parallel transformers (can also be fractional). If "type" is empty "" this value is ignored. | Input (optional)
tap_ratio | float | per unit | 1 | Ratio of per unit voltages at each bus for tap changed. Ignored if type defined. | Input (optional)
tap_side | int |  | 0 | Defines if tap changer is modelled at the primary 0 side (usually high-voltage) or the secondary 1 side (usually low voltage) (must be 0 or 1, defaults to 0). Ignored if type defined. | Input (optional)
tap_position | int |  | 0 | If the transformer has a type, determines position relative to the neutral tap position. | Input (optional)
phase_shift | float | Degrees | 0 | Voltage phase angle shift. Ignored if type defined. | Input (optional)
build_year | int | year | 0 | build year | Input (optional)
lifetime | float | years | inf | lifetime | Input (optional)
v_ang_min | float | Degrees | -inf | Minimum voltage angle difference across the transformer. This is a placeholder attribute and is not currently used by any PyPSA functions. | Input (optional)
v_ang_max | float | Degrees | inf | Maximum voltage angle difference across the transformer. This is a placeholder attribute and is not currently used by any PyPSA functions. | Input (optional)
sub_network | string |  |  | Name of connected sub-network to which transformer belongs. This attribute is set by PyPSA in the function network.determine_network_topology(); do not set it directly by hand. | Output
p0 | series | MW | 0 | Active power at bus0 (positive if branch is withdrawing power from bus0). | Output
q0 | series | MVar | 0 | Reactive power at bus0 (positive if branch is withdrawing power from bus0). | Output
p1 | series | MW | 0 | Active power at bus1 (positive if branch is withdrawing power from bus1). | Output
q1 | series | MVar | 0 | Reactive power at bus1 (positive if branch is withdrawing power from bus1). | Output
x_pu | float | per unit | 0 | Per unit series reactance calculated by PyPSA from x and bus.v_nom. | Output
r_pu | float | per unit | 0 | Per unit series resistance calculated by PyPSA from r and bus.v_nom | Output
g_pu | float | per unit | 0 | Per unit shunt conductivity calculated by PyPSA from g and bus.v_nom | Output
b_pu | float | per unit | 0 | Per unit shunt susceptance calculated by PyPSA from b and bus.v_nom | Output
x_pu_eff | float | per unit | 0 | Effective per unit series reactance for linear power flow, calculated by PyPSA from x, tap_ratio for transformers and bus.v_nom. | Output
r_pu_eff | float | per unit | 0 | Effective per unit series resistance for linear power flow, calculated by PyPSA from x, tap_ratio for transformers and bus.v_nom. | Output
s_nom_opt | float | MVA | 0 | Optimised capacity for apparent power. | Output
mu_lower | series | currency/MVA | 0 | Shadow price of lower s_nom limit -F \leq f. Always non-negative. | Output
mu_upper | series | currency/MVA | 0 | Shadow price of upper s_nom limit f \leq F. Always non-negative. | Output

## var-transformer_types
attribute | type | unit | default | description | status
name | string |  |  | Unique name | Input (required)
f_nom | float | Hz | 50 | Nominal frequency | Input (required)
s_nom | float | MVA | 0 | Rated apparent power | Input (required)
v_nom_0 | float | kV | 0 | Nominal voltage on high voltage side | Input (required)
v_nom_1 | float | kV | 0 | Nominal voltage on low voltage side | Input (required)
vsc | float | Percent | 0 | Short circuit voltage | Input (required)
vscr | float | Percent | 0 | Real part of short circuit voltage | Input (required)
pfe | float | kW | 0 | No load (open circuit) iron losses | Input (required)
i0 | float | Percent | 0 | No load (open circuit) current | Input (required)
phase_shift | float | Degrees | 0 | Phase shift angle | Input (required)
tap_side | int |  | 0 | Defines if tap changer is modelled at the primary 0 side (usually high-voltage) or the secondary 1 side (usually low voltage) (must be 0 or 1, defaults to 0) | Input (required)
tap_neutral | int |  | 0 | rated tap position, i.e. position at which the winding ratio corresponds to the ratio of the rated voltages | Input (required)
tap_min | int |  | 0 | minimum tap position | Input (required)
tap_max | int |  | 0 | maximum tap position | Input (required)
tap_step | float | Percent | 0 | tap step size in percentage of voltage change | Input (required)
references | string |  |  | References for electrical parameters | Input (optional)